## X-ray by System Guidance
PHE 2019 National Patient Diagnostic Dose Surveys Plain Radiography Survey Interventional Radiography and Fluoroscopy Survey
Bespoke Workbook for Examinations with up to 20 projections/images: e.g. X26 Skeletal Survey
All UK Medical Physicists in diagnostic radiology, UK lead Superintendent Radiographers and Radiology Services Managers are invited to submit diagnostic imaging dose data to the National Patient Dose Database (NPDD) for the 2019 UK review of doses to patients from diagnostic radiographic, fluoroscopic and interventional X-ray imaging procedures.
Plain Radiography Data Submission Workbook for submission by Radiology System Summary
Guidance on how to submit data to the survey
This workbook is provided for the submission of data on Plain Radiograph single projections and complete examinations by Radiology System summary.
Other forms are provided for the submission of Plain Radiography data by patient and IR and Fluoroscopy exams and procedures by patient and by radiology system.
| Please email the completed spread sheet(s) and any other documents to:- |  |  | MedicalRadiationDoses@phe.gov.uk
| Participants who wish to password protect emailed documents are asked to contact:- |  |  |  | Jenny.Smith@phe.gov.uk
| If you have problems using this form please contact me by email at |  |  | MedicalRadiationDoses@phe.gov.uk
We much prefer that some data is submitted rather than none at all.
Please contact us if you have any problems.
Sheet Tab codes: | White tab Worksheets |  | Information to assist participants
| Orange tab Worksheets |  | Admin and technical data Worksheets: Contact details and Radiology system information, with essential fields that need to be completed
| Green tab Worksheets |  | Exam data record by system summary
Data Field codes: | Essential Information |  | Yellow entry field and field name followed by* indicates Essential information
| Essential if not stated elsewhere |  | Pale Yellow field provides option for entering Essential information that cannot be entered elsewhere (e.g. units not in drop down list)
| Very Useful Information |  | Blue entry field:- Not Essential but very useful, please do provide where possible
| Supporting Information |  | White entry field:- Supporting information that is useful for more detailed assessment
| PHE entry or information |  | Green field: Autofilled cell or PHE entry
Guidance Notes
These guidance notes provide information and some instructions for
the Plain Radiography Survey and the Interventional Radiography (IR) and Fluoroscopy Survey.
To print Guidance Notes select File tab above and then Print and press print
Data governance:
Data submitted to the 2019 Plain Radiography and 2019 IR and Fluoroscopy Surveys may be shared, in an anonymised form, with other researchers (e.g. NHS Trusts, universities). If you do not wish your data to be shared in this way please state this when submitting your data.
Data submitted to the 2019 surveys will be confidentially and securely stored on PHE servers at all times.
Submitted data will be anonymised in all reports and publications arising from the review or associated works.
Data will be presented in a manner that does not enable results from any individual participating organisation to be identified.
We intend to acknowledge participating centres in the final report.
If you do not wish your centre to be acknowledged by name, please state this when submitting your data.
Individual feedback can be given, on request.
The College of Radiographers CPD Certificate of Endorsement:
The College of Radiographers have issued a CPD certificate of Endorsement for participation in the PHE National Patient Dose Surveys as this may help support core outcomes 1 to 7, 9, 11, 12, 19, 20 and 22 (https://www.collegeofradiographers.ac.uk/education/education-approval/cpd-endorsement#Core-CPD-Now-outcomes).
Radiation Protection Team Collaboration:
Collaboration and consultation is strongly encouraged between radiographers, medical physicists, radiologists, and other parties who can assist (e.g. IT team) in the collection, quality assurance and submission of data to the surveys.
Terminology:
Change in terminology: These surveys use the term “radiology system” instead of the terms “radiology room” or “X-ray room” used in previous reviews1. A “Radiology system” refers to an X-ray source and the associated image receptors. This term is applied to both plain radiology and fluoroscopy systems. The term “fluoroscopy system” is sometimes used in a similar sense where appropriate.
Glossary: The brief glossary at the end of these notes gives the specific meanings of the listed terms when used in these surveys. In these notes, these terms are shown in bold on important occasions in the text.
Data Submission: PHE Dose Excel Workbooks
PHE provides separate Workbooks for submitting data as radiology system mean and median data records or as (anonymised) individual patient records for both the Plain Radiography survey and the IR and Fluoroscopy survey (four Workbooks in total).
The Plain Radiography survey Workbook file names are:
System mean and median data: PHE_Dose_PR_System_xxxxx.xlxs
Individual patient record: PHE_Dose_PR_Patient_xxxxx.xlsx
The IR and Fluoroscopy survey Workbook file names are:
System mean and median data: PHE_Dose_IR_Fluoro_System_xxxxx.xls
Individual patient record data: PHE_Dose_IR_Fluoro_Patient_xxxxx.xlsx
Data submitted in other electronic formats will be accepted (e.g. other Excel or similar spreadsheet style files, csv files).
Ways to submit data
Exam data can be submitted either as:
radiology system mean and median data records (mean and median doses for the stated exam performed on a given radiology system and other supporting data), or
as anonymised individual patient records (patient doses and supporting data) for that exam performed on a given radiology system.
Participants may submit data in both forms, for instance for different hospitals, but are asked to avoid submitting the same information in both forms as this could result in double counting.
Mean and median doses:
We wish you to submit both mean and median dose values for radiology systems when submitting radiology system mean and median data records for exams.
If you cannot provide both mean and median data, please send your available data and let us know that you are submitting only mean data or only median data. Going forward, median data is likely to be most useful.
Background: Existing UK National Diagnostic Reference Levels (NDRLs) have been set using the rounded value of the 75th percentile of the mean radiology system dose (previously mean radiology room dose) distribution for the specified exam. The recently published ICRP Publication 135 “Diagnostic Reference Levels in Medical Imaging” 2 proposes that national DRLs should be set using the 75th percentile of the median radiology system dose distribution.
This review will assess both mean and median radiology system dose distributions, to provide scope for both approaches; to enable a change to NDRLs based on the median radiology system dose distribution while providing continuity with previous NDRLs.
Data type and Examinations - Plain Radiography Survey:
Dose area product (DAP) data are requested for adults for specified:
single projection radiographs (17 suggested projections),
complete plain radiographic exams (11 suggested exams),
single projection radiograph made using mobile systems (1 suggested projection)
Data for other projections and exams will also be accepted.
Please submit DAP dose data to the surveys that have been processed in the same manner as DAP data used to set your local DRLs. You can indicate how this is done in the Dose Data Collection Methodology section of the Contact_Information sheet and with entries on the Radiography_System_General_Info sheet, e.g. by answering the questions on corrections applied to DAP doses for DAP meter calibration.
Data type and Examinations - IR and Fluoroscopy survey:
DAP (and fluoroscopy time and “dose at a reference point” where available) data are requested for adults for:
fluoroscopic exams (9 suggested fluoroscopy exams),
interventional procedures (13 suggested interventional procedures)
exams or procedures performed using mobile systems (4 suggested exams with clinical indicators)
These have been chosen for being common non-complex exams and procedures. Data for other similar exams and procedures is also welcome.
This review will not cover more complex and highly variable exams and procedures, such as those used in specialist areas, where specialist knowledge is likely to be required.
The IR and Fluoroscopy survey will collect fluoroscopy time data and “dose at a reference point” data from those who can provide it. The formal IEC term for “dose at a reference point” (also known as “skin dose”) is “cumulative air kerma (CAK) dose at the IEC reference point (Cdose)”3.
Please submit DAP dose data to the surveys that have been processed in the same manner as DAP data used to set your local DRLs. You can indicate how this is done in the Dose Data Collection Methodology section of the Contact_Information sheet and with entries on the Fluoroscopy_System_General_Info sheet, e.g. by answering the questions on corrections applied to DAP doses for DAP meter calibration and couch/table attenuation.
Prospective or Retrospective data
Data for the surveys may be acquired prospectively or retrospectively.
Retrospective data: will be accepted for examinations, projections or procedures conducted from January 2017 onwards, but please do not submit data from radiology systems that are no longer in use.
Prospective data: It is suggested that for prospective data collection, where it is proposed to conduct a local dose survey, that a quality assured continuous sample of patient data (e.g. 1 or 2 months) is used to guard against inadvertently biasing the data.
Patient demographics
Please only submit data for adult patients, which, for these surveys, is defined as a person aged 16 years or older.
Data Quality
Please quality assure your data. For example, ensure:
Doses are assigned to the correct radiology system.
The correct dose units are given to every entry.
No doses are included from non-patient exposures (e.g. phantom calibrations).
If possible, exclude doses for images that have been rejected as not of diagnostic quality, e.g. those that were inadvertently underexposed.
Please exclude doses from IR procedures that were aborted, e.g. fluoroscopy exams with unfeasibly short fluoroscopy times (fractions of a second as opposed to tens of seconds or more).
Ensure all patient data has been anonymised, e.g. no dates of birth included.
Sample size:
Ideally, the number of patient doses submitted for each exam (sample size) should be at least 20 and preferably many more. This applies to both the size of sample used to assess mean and median values for an exam performed on a specific radiology system or the number of individual patient records submitted for an exam on a specific radiology system.
However, receiving some data is always preferable to no data, especially for less common exams, projections and procedures.
Patient size/weight:
Please provide data for patients of the size that is standard for the exam being considered, as suggested by ICRP publication 1352.
“Standard size patients” is taken to mean the size typical of the patient population undergoing each specific imaging examination.
This is a significant change from previous surveys that, based on the data of ICRP Publication 23 (1975)4, requested samples of patients with an average weight of about 70kg. An acceptable individual patient weight range of 50 - 90 kg was suggested, with concessions made for some cardiac examinations1. It is recognised that these recommendations are getting increasingly non-typical of the UK general public.
Please provide patient weight data whenever possible, both when submitting individual patient records or radiology system mean and median data. Weight data is particularly important when the sample size is small (<20 patient records). The Dose Excel Workbooks for submitting radiology system mean and median data enable weight data to be submitted for a representative subgroup of the full sample.
If weight data cannot be provided, where possible provide data representative of standard sized patients. Where possible either indicate or exclude data from any patients or groups of patients who can be identified as being likely to have very atypical weight. Examples are bariatric patients or highly emaciated cancer patients. Please indicate on the Dose Excel Workbooks if such patients have been excluded and instances where data from such patients may be present.
Data Entry – Excel Workbooks
If possible, please submit your dose data and supporting information using a copy of the appropriate PHE Dose Excel Workbook.
However, data submitted in other electronic formats will be accepted (e.g. other Excel or similar spreadsheet style files, csv files). The preferred order of data fields is given in the Workbooks on the worksheet “Info List of Data Fields”.
A separate Workbook will be required for each radiology system for which you submit data, as only doses and support data for one radiology system can be entered in each Workbook. Submit data for the exams, projections, and/or procedures that are most relevant to that system.
Make as many copies of the appropriate Workbooks as you require, having first filled in all the information that is likely to be common to all your workbooks. This is likely to be most of the entries on the “Contact_Information” worksheet; which are for contact, organisational, and data collection information.
Save each Workbook with a unique name by changing “xxxxx” at the end of its filename.
Colour Coding
Worksheets (in the PHE Excel Workbooks)
The Worksheets are colour coded as to their use. A key that explains the colour coding is given at the top of the first sheet of each workbooks. White tabs indicate support information, orange tabs are for entry of administrative and technical information and all other colours are for entry of examination information.
Essential and other data (in the PHE Excel Workbooks)
On the data submission worksheets, the importance of each data field is indicated by a colour code:
Essential Information (Yellow data field, field name followed by*)
Very Useful Information (Blue data field, please provide if possible)
Supporting Information (White data field, useful if time allows entry)
In addition, there are:
PHE entry and information fields (Bright Green field); these are automatically filled, either with data entered or selected elsewhere in the Workbook, or with information relevant to such entries, or to the worksheet being used, e.g. information on the selected exam.
Data Entry – Tips for completing the PHE Excel Workbooks
While the Workbooks have data fields for a large range of information, there is very little ‘essential information’ requested.
We much prefer to receive just “Essential information” (yellow field) than no data at all. Essential data fields have been kept to minimum and are positioned as close to the top or left of tables as is possible without sacrificing clarity.
Please contact us if there is a problem with providing a particular item of “Essential Information”.
Submission of “Very useful” and “Supporting” information is, of course, very much welcomed, as the more detailed the information received, the more detailed the feedback that can be provided. Note that some “Very useful” information fields are annotated as “Essential if you chose to submit this data type”, e.g. time values and time units if fluoroscopy time data is submitted.
While the Patient Workbooks include worksheets for each exam, projection and procedure on the list of preferred exams, it is not expected that any participating organisation will provide data for all the listed exams and projections, and certainly not for any given radiology system.
Many entry fields have drop down lists to simplify data entry.
On the “Contacts_Information” sheet please provide the requested contact and organisational information and answer some brief questions on how the survey data was collected. This not only gives us useful information for these surveys but will also help in the design and organisation of future dose surveys.
Please do not edit the layout of the Workbooks. Text boxes for additional information, and spare columns for additional data, are provided for information you wish to enter that does not have its own data field on these forms. If you still have an issue with the layout of the worksheets, please get in touch so we can discuss the issue and find a way around it.
If submitting data in an alternate format:
If submitting data in an alternate format, please ensure that you include all the data indicated as “Essential” and clearly identify which radiology system the dose data is from. Tables listing the data fields, their data status (“Essential”, etc.), drop down list entries and permitted data entry types (text or numbers) are given on the white tab worksheet “Info List of Data Fields” of the PHE Excel Workbooks. These pages are formatted so that clicking on “print” will print out these tables sequentially. If you have difficulty accessing this information, please contact us.
If submitting data in an alternate format it would be useful if the submitted data were organised by radiology system and hospital.
The Plain Radiography survey and IR and Fluoroscopy survey do not include:
CT, which is being assessed by the 4th UK CT Dose Survey.
Paediatric doses
Mammography, which is covered by different surveys.
DXA
Changes in imaging technology:
For plain radiography the designation of the detector of each radiology system as CR or DR is classed as “Essential information”.
For IR and fluoroscopy, the designation of the detector of each radiology system as an image intensifier or a flat panel detector is classified as “Essential information”.
This Review assumes that centres are no longer using radiographic film for medical diagnostic imaging of patients. Therefore, the PHE Plain Radiography and IR and Fluoroscopy Dose Excel Workbooks do not include fields for entering data specific to film-based examinations. If you are still using radiographic film for such examinations, please let us know and complete the Excel Workbooks as far as you are able.
References:
Hart, D., Hillier, M. C. and Shrimpton P. C, (2012) “Doses to patients from radiographic and fluoroscopic X-ray imaging procedures in the UK – 2010 Review”, Report HPA-CRCE-034, https://www.gov.uk/government/publications/radiographic-and-fluoroscopic-x-rays-patient-doses
ICRP, 2017. Diagnostic reference levels in medical imaging. ICRP Publication 135. Ann. ICRP 46(1). http://www.icrp.org/publication.asp?id=ICRP%20Publication%20135
International Electrotechnical Commission. Medical electrical equipment: part 2-43- particular requirements for the safety of x-ray equipment for interventional procedures. Report 60601. 2nd ed. Geneva, Switzerland: International Electrotechnical Commission, 2010
https://webstore.iec.ch/publication/2659
ICRP, 1975. Report of the Task Group on Reference Man. ICRP Publication 23. Pergamon Press, Oxford
http://www.icrp.org/publication.asp?id=ICRP%20Publication%2023
Glossary: use of terms within these surveys
Term Definition
Acquisition: High dose rapid image acquisition by fluoroscopy systems for more detailed visualisation.
Also called Fluorography and previously Cine or Cine Video.
Contributor’s Record Identifier The Contributor’s Record Identifier is a unique code that you, the participant, gives to each individual
patient record so that each record can be unambiguously identified in case of a query.
It must not have a form that allows the direct identification of the patient.
Contributor's System Exam Record ID The Contributor’s System Exam Record ID is a unique code that you, the participant, gives to each
Radiology system mean and median dose record so that it can be unambiguously identified in case of
a query.
"Dose at reference point" Formally called “Cumulative air kerma calibrated free in air (CAK) at an interventional reference point Also referred to as "Skin dose" (IRP) that is defined as a location that is ‘representative of the patient’s skin'”. For typical isocentric
interventional equipment, the default IRP is located on the central axis of the X-ray beam at 15 cm on
the X-ray tube side of isocenter3.
Not all equipment will give a value calculated using this new internationally agreed definition. Please do
submit this data in any case but also make sure to include the fluoroscopy system's make and model
(including number) on the Fluoroscopy_System_General_Info sheet, as from that we can assess how
different sets of data were determined, and hence compare the data from different systems.
Individual Patient Record: Anonymised data associated with single instance of imaging a patient, which can be for a single
projection, a complete exam, or a procedure.
At minimum the record is made up of the Essential data fields, which will include the Contributor’s
Record Identifier, DAP dose and dose units.
Mean radiology system dose The mean dose index for the patient sample used to assess a specific exam performed on a given
radiology system.
Mean is often colloquially referred to as the average value.
Median radiology system dose The median dose index for the patient sample used to assess a specific exam performed on a given
radiology system.
Median is the midpoint value of the distribution, with 50% of sample values less than that value and
50% greater.
Radiology System mean and median data record: Data for a specific exam performed on a given radiology or fluoroscopy system providing information on
mean and median doses received by patients from that exam on that system.
At minimum, the record will consist of the Essential data fields, which include: the contributor’s system
exam record ID, the mean and median DAP values and their dose units, size of sample, and other data
items.

## Info Exam and Projection List
Support Page | PHE Support Information: Plain Radiography Exams and Projections of interest with notes, and main SNOMED-CT and NICIP codes DO NOT DELETE THIS PAGE |  |  |  |  | Examination lists table: Do not edit
This is a list of the principal exams and projections for which we would like to receive dose data.
|  | Examination | Notes on requested Exam and Projections | SNOMED-CT Code | NICIP Code | Examinations list | Notes | SNOMED-CT Code | NICIP Code
Requested: | X01 | Abdomen: AP view | A requested projection to provide a clear bench mark dose. Only examinations on table, please exclude those on trolleys and mobile exposures. | Diagnostic radiography of abdomen | XR Abdomen (XABDO) | X01. Abdomen: AP view | A requested projection to provide a clear bench mark dose. Only examinations on table, please exclude those on trolleys and mobile exposures. | Diagnostic radiography of abdomen | XR Abdomen (XABDO)
| X02 | Abdomen: Complete Exam | Only examinations on table, please exclude those on trolleys and mobile exposures. If possible, list projections used in exam in the projection name columns. | Diagnostic radiography of abdomen | XR Abdomen (XABDO) | X02. Abdomen Complete Exam | Only examinations on table, please exclude those on trolleys and mobile exposures. If possible, list projections used in exam in the projection name columns. | Diagnostic radiography of abdomen | XR Abdomen (XABDO)
| X03 | Cervical Spine: AP view | A requested projection to provide a clear bench mark dose. | Radiography of cervical spine (procedure) (66769009) | XR Cervical spine (XCSPN) | X03. Cervical Spine AP view | A requested projection to provide a clear bench mark dose. | Radiography of cervical spine (procedure) (66769009) | XR Cervical spine (XCSPN)
| X04 | Cervical Spine: LAT view | A requested projection to provide a clear bench mark dose. | Radiography of cervical spine (procedure) (66769009) | XR Cervical spine (XCSPN) | X04. Cervical Spine LAT view | A requested projection to provide a clear bench mark dose. | Radiography of cervical spine (procedure) (66769009) | XR Cervical spine (XCSPN)
| X05 | Cervical Spine: complete exam | Complete exam assumed to be AP and Lateral. If not, and if possible, list the projections used for complete exam in the projection name columns. | Radiography of cervical spine (procedure) (66769009) | XR Cervical spine (XCSPN) | X05. Cervical Spine complete exam | Complete exam assumed to be AP and Lateral. If not, and if possible, list the projections used for complete exam in the projection name columns. | Radiography of cervical spine (procedure) (66769009) | XR Cervical spine (XCSPN)
| X06 | Chest: PA view | A requested projection to provide a clear bench mark dose. Usually upright Bucky. If possible, please note if this is not the case. If possible, exclude atypical exposures such as nasogastric tube positioning. | Plain chest X-ray (procedure) (399208008) | XR Chest (XCHES) | X06. Chest PA view | A requested projection to provide a clear bench mark dose. Usually upright Bucky. If possible, please note if this is not the case. If possible, exclude atypical exposures such as nasogastric tube positioning | Plain chest X-ray (procedure) (399208008) | XR Chest (XCHES)
| X07 | Chest: LAT view | A requested projection to provide a clear bench mark dose. Usually upright Bucky. If possible, please note if this is not the case. If possible exclude atypical exposures such as nasogastric tube positioning | Plain chest X-ray (procedure) (399208008) | XR Chest (XCHES) | X07. Chest LAT view | A requested projection to provide a clear bench mark dose. Usually upright Bucky. If possible, please note if this is not the case. If possible exclude atypical exposures such as nasogastric tube positioning | Plain chest X-ray (procedure) (399208008) | XR Chest (XCHES)
| X08 | Chest: AP view | A requested projection to provide a clear bench mark dose. If possible state if trolley or table exam. If possible exclude atypical exposures such as nasogastric tube positioning. | Plain chest X-ray (procedure) (399208008) | XR Chest (XCHES) | X08. Chest AP view | A requested projection to provide a clear bench mark dose. If possible state if trolley or table exam. If possible exclude atypical exposures such as nasogastric tube positioning. | Plain chest X-ray (procedure) (399208008) | XR Chest (XCHES)
| X09 | Chest: Complete exam | Complete exam assumed to be PA and Lateral. If not, and if possible, list projections for complete exam in the projection name columns. If possible exclude atypical exposures such as nasogastric tube positioning. | Plain chest X-ray (procedure) (399208008) | XR Chest (XCHES) | X09. Chest Complete exam | Complete exam assumed to be PA and Lateral. If not, and if possible, list projections for complete exam in the projection name columns. If possible exclude atypical exposures such as nasogastric tube positioning. | Plain chest X-ray (procedure) (399208008) | XR Chest (XCHES)
| X10 | Chest X-ray Mobile: AP (ward) | A requested projection to provide a clear bench mark dose. Trolley or ward based exposures. If possible exclude atypical exposures such as nasogastric tube positioning. | Plain chest X-ray (procedure) (399208008) | XR Chest (XCHES) | X10. Chest X-ray Mobile: AP (ward) | A requested projection to provide a clear bench mark dose. Trolley or ward based exposures. If possible exclude atypical exposures such as nasogastric tube positioning. | Plain chest X-ray (procedure) (399208008) | XR Chest (XCHES)
| X11 | Facial Bones: Complete Exam | If possible, list projections for complete exam in the projection name columns. | Diagnostic radiography of facial bones (procedure) (68306006) | XR Facial bones (XFACI) | X11. Facial Bones Exam | If possible, list projections for complete exam in the projection name columns. | Diagnostic radiography of facial bones (procedure) (68306006) | XR Facial bones (XFACI)
| X12 | Foot (single): Weight Bearing Dorsoplantar (DP) view | A requested projection to provide a clear bench mark dose. Single projection only, right or left foot, not both. | Radiography of foot (procedure) (52221007) | XR Foot Rt, XR Foot Lt (XFOOR, XFOOL) | X12. Foot (single): Weight Bearing Dorsoplantar (DP) view | A requested projection to provide a clear bench mark dose. Single projection only, right or left foot, not both. | Radiography of foot (procedure) (52221007) | XR Foot Rt, XR Foot Lt (XFOOR, XFOOL)
| X13 | Hand (single): PA view (palm on plate) | A requested projection to provide a clear bench mark dose. Single projection only, right or left hand, not both | Radiography of hand (procedure) (49345004) | XR Hand Rt or XR Hand Lt (XHANR, XHANL) | X13. Hand (single): PA view (palm on plate) | A requested projection to provide a clear bench mark dose. Single projection only, right or left hand, not both | Radiography of hand (procedure) (49345004) | XR Hand Rt or XR Hand Lt (XHANR, XHANL)
| X14 | Hip (single) frog leg lateral view | A requested projection to provide a clear bench mark dose. Post-operative hip replacement imaging only. Single hips only, right or left, not both. | Radiography of hip (procedure) (408740001) | XR Hip Rt, XR Hip Lt (XHIPR, XHIPL) | X14. Hip (single) frog leg lateral view | A requested projection to provide a clear bench mark dose. Post-operative hip replacement imaging only. Single hips only, right or left, not both. | Radiography of hip (procedure) (408740001) | XR Hip Rt, XR Hip Lt (XHIPR, XHIPL)
| X15 | Hip (single) Exam | Post-operative hip replacement imaging only. Single hips only, right or left, not both. If possible list projections used for complete exam in the projection name columns. | Radiography of hip (procedure) (408740001) | XR Hip Rt, XR Hip Lt (XHIPR, XHIPL) | X15. Hip (single) Exam | Post-operative hip replacement imaging only. Single hips only, right or left, not both. If possible list projections used for complete exam in the projection name columns. | Radiography of hip (procedure) (408740001) | XR Hip Rt, XR Hip Lt (XHIPR, XHIPL)
| X16 | Knee (single) AP view | A requested projection to provide a clear bench mark dose. Single projection only, right or left knee, not both. | Radiologic examination of knee (procedure) (74016001) | XR Knee Rt, XR Knee Lt (XKNER, XKNEL) | X16. Knee (single) AP view | A requested projection to provide a clear bench mark dose. Single projection only, right or left knee, not both. | Radiologic examination of knee (procedure) (74016001) | XR Knee Rt, XR Knee Lt (XKNER, XKNEL)
| X17 | Knee (single) LAT view | A requested projection to provide a clear bench mark dose. Single projection only, right or left knee, not both. | Radiologic examination of knee (procedure) (74016001) | XR Knee Rt, XR Knee Lt (XKNER, XKNEL) | X17. Knee (single) LAT view | A requested projection to provide a clear bench mark dose. Single projection only, right or left knee, not both. | Radiologic examination of knee (procedure) (74016001) | XR Knee Rt, XR Knee Lt (XKNER, XKNEL)
| X18 | Knee (single) Complete Exam | Single projection only, right or left knee, not both. Complete exam assumed to be AP and Lateral. If not, and if possible, list projections for complete exam in the projection name columns. | Radiologic examination of knee (procedure) (74016001) | XR Knee Rt, XR Knee Lt (XKNER, XKNEL) | X18. Knee (single) Exam | Single projection only, right or left knee, not both. Complete exam assumed to be AP and Lateral. If not, and if possible, list projections for complete exam in the projection name columns. | Radiologic examination of knee (procedure) (74016001) | XR Knee Rt, XR Knee Lt (XKNER, XKNEL)
| X19 | Leg length measurement (Single leg) | Exams of single legs only, right or left , but not exams of both legs. If possible list projections of complete exam in the projection name columns. | X-ray of lower limb for bone length measurement (procedure) (449616006) | XR Leg length measurement Rt or Lt, (XLEMR / XLEML) | X19. Leg length measurement (Single) | Exams of single legs only, right or left , but not exams of both legs. If possible list projections of complete exam in the projection name columns. | X-ray of lower limb for bone length measurement (procedure) (449616006) | XR Leg length measurement Rt or Lt, (XLEMR / XLEML)
| X20 | Lumbar Spine: AP view | A requested projection to provide a clear bench mark dose. | Diagnostic radiography of lumbar spine (procedure) (90805008) | XR Lumbar spine (XLSPN) | X20. Lumbar Spine AP view | A requested projection to provide a clear bench mark dose. | Diagnostic radiography of lumbar spine (procedure) (90805008) | XR Lumbar spine (XLSPN)
| X21 | Lumbar Spine: LAT view | A requested projection to provide a clear bench mark dose. | Diagnostic radiography of lumbar spine (procedure) (90805008) | XR Lumbar spine (XLSPN) | X21. Lumbar Spine LAT view | A requested projection to provide a clear bench mark dose. | Diagnostic radiography of lumbar spine (procedure) (90805008) | XR Lumbar spine (XLSPN)
| X22 | Lumbar Spine: Complete exam | Complete exam assumed to be AP and Lateral. If not, and if possible, list complete exam projections in the projection name columns. | Diagnostic radiography of lumbar spine (procedure) (90805008) | XR Lumbar spine (XLSPN) | X22. Lumbar Spine: Complete exam | Complete exam assumed to be AP and Lateral. If not, and if possible, list complete exam projections in the projection name columns. | Diagnostic radiography of lumbar spine (procedure) (90805008) | XR Lumbar spine (XLSPN)
| X23 | Pelvis: AP view | A requested projection to provide a clear bench mark dose. Table exams only, not trolleys or mobile | Pelvis X-ray (procedure) (268425006) | XR Pelvis (XPELV) | X23. Pelvis AP view | A requested projection to provide a clear bench mark dose. Table exams only, not trolleys or mobile | Pelvis X-ray (procedure) (268425006) | XR Pelvis (XPELV)
| X24 | Pelvis: Complete exam | Table exams only, not trolleys or mobile. If possible, please list projections used in complete exam in the projection name columns. | Pelvis X-ray (procedure) (268425006) | XR Pelvis (XPELV) | X24. Pelvis : Complete exam | Table exams only, not trolleys or mobile. If possible, please list projections used in complete exam in the projection name columns. | Pelvis X-ray (procedure) (268425006) | XR Pelvis (XPELV)
| X25 | Shoulder (single): AP view | A requested projection to provide a clear bench mark dose. Single projection only, right or left shoulder, not both | Radiography of shoulder (procedure) (29592009) | XR Shoulder Rt, XR Shoulder Lt (XSHRR, XSHRL) | X25. Shoulder (single): AP view | A requested projection to provide a clear bench mark dose. Single projection only, right or left shoulder, not both | Radiography of shoulder (procedure) (29592009) | XR Shoulder Rt, XR Shoulder Lt (XSHRR, XSHRL)
| X26 | Skeletal Survey: Complete exam | This is the bespoke Excel Workbook for submitting Skeletal Survey data with up to 20 projections/images. If possible, list projections or number of stitched images for complete exam in the projection name columns. | Radiologic examination, osseous survey, complete (procedure) (45732007) | XR Skeletal survey (XSKSU) | X26. Skeletal survey | If submitting data for more than 6 projections/images contact PHE for a bespoke Excel Workbook for this exam. If possible, list projections or number of stitched images for complete exam in the projection name columns. | Radiologic examination, osseous survey, complete (procedure) (45732007) | XR Skeletal survey (XSKSU)
| X27 | Thoracic Spine: AP view | A requested projection to provide a clear bench mark dose. | Radiography of thoracic spine (procedure) (45554006) | XR Thoracic spine (XTSPN) | X27. Thoracic Spine AP view | A requested projection to provide a clear bench mark dose. | Radiography of thoracic spine (procedure) (45554006) | XR Thoracic spine (XTSPN)
| X28 | Thoracic Spine: LAT view | A requested projection to provide a clear bench mark dose. | Radiography of thoracic spine (procedure) (45554006) | XR Thoracic spine (XTSPN) | X28. Thoracic Spine LAT view | A requested projection to provide a clear bench mark dose. | Radiography of thoracic spine (procedure) (45554006) | XR Thoracic spine (XTSPN)
| X29 | Thoracic Spine: Complete exam | Complete exam assumed to be AP and Lateral. If not, and if possible, list projections used in complete exam in the projection name columns. | Radiography of thoracic spine (procedure) (45554006) | XR Thoracic spine (XTSPN) | X29. Thoracic Spine : Complete exam | Complete exam assumed to be AP and Lateral. If not, and if possible, list projections used in complete exam in the projection name columns. | Radiography of thoracic spine (procedure) (45554006) | XR Thoracic spine (XTSPN)
[6 empty] | Y01. Other Exam | Enter name of exam or local protocol name in Column F and any notes on the exam in the "Additional Information" column. | N/A: Enter in column EL | N/A: Enter in column EO
[6 empty] | Y02. Other Projection | Enter name of the projection or the local protocol name in Column F and any notes on the exam in the "Additional Information" column. | N/A: Enter in column EL | N/A: Enter in column EO
Table to be extended if data is submitted by participants for additional examinations or projections
[6 empty] | Examinations list | Notes | SNOMED-CT Code | NICIP Code
[6 empty] | X01. Abdomen: AP view | A requested projection to provide a clear bench mark dose. Only examinations on table, please exclude those on trolleys and mobile exposures. | Diagnostic radiography of abdomen | XR Abdomen (XABDO)
[6 empty] | X02. Abdomen Complete Exam | Only examinations on table, please exclude those on trolleys and mobile exposures. If possible, list projections used in exam in the projection name columns. | Diagnostic radiography of abdomen | XR Abdomen (XABDO)
[6 empty] | X03. Cervical Spine AP view | A requested projection to provide a clear bench mark dose. | Radiography of cervical spine (procedure) (66769009) | XR Cervical spine (XCSPN)
[6 empty] | X04. Cervical Spine LAT view | A requested projection to provide a clear bench mark dose. | Radiography of cervical spine (procedure) (66769009) | XR Cervical spine (XCSPN)
[6 empty] | X05. Cervical Spine complete exam | Complete exam assumed to be AP and Lateral. If not, and if possible, list the projections used for complete exam in the projection name columns. | Radiography of cervical spine (procedure) (66769009) | XR Cervical spine (XCSPN)
[6 empty] | X06. Chest PA view | A requested projection to provide a clear bench mark dose. Usually upright Bucky. If possible, please note if this is not the case. If possible, exclude atypical exposures such as nasogastric tube positioning | Plain chest X-ray (procedure) (399208008) | XR Chest (XCHES)
[6 empty] | X07. Chest LAT view | A requested projection to provide a clear bench mark dose. Usually upright Bucky. If possible, please note if this is not the case. If possible exclude atypical exposures such as nasogastric tube positioning | Plain chest X-ray (procedure) (399208008) | XR Chest (XCHES)
[6 empty] | X08. Chest AP view | A requested projection to provide a clear bench mark dose. If possible state if trolley or table exam. If possible exclude atypical exposures such as nasogastric tube positioning. | Plain chest X-ray (procedure) (399208008) | XR Chest (XCHES)
[6 empty] | X09. Chest Complete exam | Complete exam assumed to be PA and Lateral. If not, and if possible, list projections for complete exam in the projection name columns. If possible exclude atypical exposures such as nasogastric tube positioning. | Plain chest X-ray (procedure) (399208008) | XR Chest (XCHES)
[6 empty] | X10. Chest X-ray Mobile: AP (ward) | A requested projection to provide a clear bench mark dose. Trolley or ward based exposures. If possible exclude atypical exposures such as nasogastric tube positioning. | Plain chest X-ray (procedure) (399208008) | XR Chest (XCHES)
[6 empty] | X11. Facial Bones Exam | If possible, list projections for complete exam in the projection name columns. | Diagnostic radiography of facial bones (procedure) (68306006) | XR Facial bones (XFACI)
[6 empty] | X12. Foot (single): Weight Bearing Dorsoplantar (DP) view | A requested projection to provide a clear bench mark dose. Single projection only, right or left foot, not both. | Radiography of foot (procedure) (52221007) | XR Foot Rt, XR Foot Lt (XFOOR, XFOOL)
[6 empty] | X13. Hand (single): PA view (palm on plate) | A requested projection to provide a clear bench mark dose. Single projection only, right or left hand, not both | Radiography of hand (procedure) (49345004) | XR Hand Rt or XR Hand Lt (XHANR, XHANL)
[6 empty] | X14. Hip (single) frog leg lateral view | A requested projection to provide a clear bench mark dose. Post-operative hip replacement imaging only. Single hips only, right or left, not both. | Radiography of hip (procedure) (408740001) | XR Hip Rt, XR Hip Lt (XHIPR, XHIPL)
[6 empty] | X15. Hip (single) Exam | Post-operative hip replacement imaging only. Single hips only, right or left, not both. If possible list projections used for complete exam in the projection name columns. | Radiography of hip (procedure) (408740001) | XR Hip Rt, XR Hip Lt (XHIPR, XHIPL)
[6 empty] | X16. Knee (single) AP view | A requested projection to provide a clear bench mark dose. Single projection only, right or left knee, not both. | Radiologic examination of knee (procedure) (74016001) | XR Knee Rt, XR Knee Lt (XKNER, XKNEL)
[6 empty] | X17. Knee (single) LAT view | A requested projection to provide a clear bench mark dose. Single projection only, right or left knee, not both. | Radiologic examination of knee (procedure) (74016001) | XR Knee Rt, XR Knee Lt (XKNER, XKNEL)
[6 empty] | X18. Knee (single) Exam | Single projection only, right or left knee, not both. Complete exam assumed to be AP and Lateral. If not, and if possible, list projections for complete exam in the projection name columns. | Radiologic examination of knee (procedure) (74016001) | XR Knee Rt, XR Knee Lt (XKNER, XKNEL)
[6 empty] | X19. Leg length measurement (Single) | Exams of single legs only, right or left , but not exams of both legs. If possible list projections of complete exam in the projection name columns. | X-ray of lower limb for bone length measurement (procedure) (449616006) | XR Leg length measurement Rt or Lt, (XLEMR / XLEML)
[6 empty] | X20. Lumbar Spine AP view | A requested projection to provide a clear bench mark dose. | Diagnostic radiography of lumbar spine (procedure) (90805008) | XR Lumbar spine (XLSPN)
[6 empty] | X21. Lumbar Spine LAT view | A requested projection to provide a clear bench mark dose. | Diagnostic radiography of lumbar spine (procedure) (90805008) | XR Lumbar spine (XLSPN)
[6 empty] | X22. Lumbar Spine: Complete exam | Complete exam assumed to be AP and Lateral. If not, and if possible, list complete exam projections in the projection name columns. | Diagnostic radiography of lumbar spine (procedure) (90805008) | XR Lumbar spine (XLSPN)
[6 empty] | X23. Pelvis AP view | A requested projection to provide a clear bench mark dose. Table exams only, not trolleys or mobile | Pelvis X-ray (procedure) (268425006) | XR Pelvis (XPELV)
[6 empty] | X24. Pelvis : Complete exam | Table exams only, not trolleys or mobile. If possible, please list projections used in complete exam in the projection name columns. | Pelvis X-ray (procedure) (268425006) | XR Pelvis (XPELV)
[6 empty] | X25. Shoulder (single): AP view | A requested projection to provide a clear bench mark dose. Single projection only, right or left shoulder, not both | Radiography of shoulder (procedure) (29592009) | XR Shoulder Rt, XR Shoulder Lt (XSHRR, XSHRL)
[6 empty] | X26. Skeletal survey | If submitting data for more than 6 projections/images contact PHE for a bespoke Excel Workbook for this exam. If possible, list projections or number of stitched images for complete exam in the projection name columns. | Radiologic examination, osseous survey, complete (procedure) (45732007) | XR Skeletal survey (XSKSU)
[6 empty] | X27. Thoracic Spine AP view | A requested projection to provide a clear bench mark dose. | Radiography of thoracic spine (procedure) (45554006) | XR Thoracic spine (XTSPN)
[6 empty] | X28. Thoracic Spine LAT view | A requested projection to provide a clear bench mark dose. | Radiography of thoracic spine (procedure) (45554006) | XR Thoracic spine (XTSPN)
[6 empty] | X29. Thoracic Spine : Complete exam | Complete exam assumed to be AP and Lateral. If not, and if possible, list projections used in complete exam in the projection name columns. | Radiography of thoracic spine (procedure) (45554006) | XR Thoracic spine (XTSPN)
[6 empty] | Y01. Other Exam | Enter name of exam or local protocol name in Column F and any notes on the exam in the "Additional Information" column. | N/A: Enter in column EL | N/A: Enter in column EO
[6 empty] | Y02. Other Projection | Enter name of the projection or the local protocol name in Column F and any notes on the exam in the "Additional Information" column. | N/A: Enter in column EL | N/A: Enter in column EO

## Info List of Data Fields
Support Page | Overviews of Table Information fields (columns) for all Data spreadsheets | [6 empty] | Field codes: | Essential Information | Yellow entry field and field name followed by* indicates Essential information | [5 empty] | Table 3: Dose Units conversion Table If your value is currently in the original units and has a value of 1, the table gives its value in the new units (those you want to convert it into).
| This page lists the information listed on the Contact Information, Radiology System: general info and Radiology System Mean/Median Patient dose data spreadsheets. | [7 empty] | Essential if not stated elsewhere | Pale Yellow field provides option for entering Essential information that cannot be entered elsewhere (e.g. units not in drop down list)
| Tables A, B, C, 1 and 2, list the relevant spreadsheet column or entry cell , the field title , the data status of the field, and the permitted form(s) for that entry and other supporting information. Table 3 contains DAP dose conversion. | [7 empty] | Very Useful Information | Blue entry field:- Not Essential but very useful, please do provide where possible | [6 empty] | New Units |  |  | µGy m2
| Columns B to F | Table A: Contact information (rows 10- 16) Table B: Organisational Information (rows 18-32) Table C: Dose Data Collection Methodology (rows 34-98) | [6 empty] | Supporting Information | White entry field:- Supporting information that is useful for more detailed assessment | [7 empty] | Gy cm2 | dGy cm2 | cGy cm2 | mGy cm2 | Gy m2 | dGy m2 | cGy m2 | mGy m2
| Columns H to K | Table 1: Radiology System: General Info: Form fields (row 9 to 53) | [6 empty] | PHE entry or information | Green field: Autofilled cell or PHE entry | [5 empty] | Original units | [9 empty] | 1 m2 = | 10000 | cm2
| Columns N to R | Table 2: Radiology System Exam Mean/Median Dose Data Entry sheet: Form fields (rows 9 to 118) | [14 empty] | Gy cm2 | 1 | 10 | 100 | 1000 | 0.0001 | 0.001 | 0.01 | 0.1 | no prefix | 1
| Columns U to AD | Table 3: Dose units conversion table (rows 1-13) | [14 empty] | dGy cm2 | 0.1 | 1 | 10 | 100 | 1e-05 | 0.0001 | 0.001 | 0.01 | d | 0.1
[16 empty] | µGy m2 | cGy cm2 | 0.01 | 0.1 | 1 | 10 | 1e-06 | 1e-05 | 0.0001 | 0.001 | c | 0.01
| Table A: Contact_Information: Form Fields |  |  |  |  | Table 1: Radiology_System_General_Info: Form fields |  |  |  |  | Table 2: R(adiology)_System_Mean_Median_Dose_Data: Form fields | [5 empty] | mGy cm2 | 0.001 | 0.01 | 0.1 | 1 | 1e-07 | 1e-06 | 1e-05 | 0.0001 | m | 0.001
| Cell | Information type | Title | Data Status | Permitted entries or Guidance | Cell | Title | Data Status | Permitted entries or Guidance |  | Column | Information type | Title | Data Status | Permitted entries or Guidance |  | Gy m2 | 10000 | 1000 | 100 | 10 | 1 | 10 | 100 | 1000 | µ | 1e-06
| B12, B20, D12, D20 | Contact details for up to four persons: Entries for one person essential, for two people desirable. | Name | B12: Essential, B20: Very useful | Entry: Free text Full name and title | D12 | Local Radiology System ID*: | Essential | Entry: Free text |  | B | Exam ID | PHE Exam Record No (PHE notation) | PHE admin entry | N/A: A PHE admin entry: no entry required |  | dGy m2 | 1000 | 10000 | 100000 | 1000000 | 0.1 | 1 | 10 | 100
| B13, B21, D13, D21 |  | Telephone No. | B13: Essential, B21: Very useful | Entry: Number as text entry (so as not to loose initial zeros) | D13 | Imaging system: DR or CR?* | Essential | Entry: Drop down list with the options: Digital Radiography, Computer Radiography, Photographic Film, Other, Not known |  | C |  | Contributor's System Exam Record ID * | Essential | Entry: Free text Your reference for identifying Exam mean/median dose records for this radiology system in case of a query. |  | cGy m2 | 100 | 1000 | 10000 | 100000 | 0.01 | 0.1 | 1 | 10
| B14, B22, D14, D22 |  | Mobile No. | B14, B22, Very useful information | Entry: Number as text entry (so as not to loose initial zeros) | [5 empty] | D |  | Exam Name* | Essential | Entry: Select from drop down options See "Info Exam and Projection List" or select "Y01. Other Exam or "Y02. Other Projection" if not on list. |  | mGy m2 | 10 | 100 | 1000 | 10000 | 0.001 | 0.01 | 0.1 | 1
| B15, B23, D15, D23 |  | Email address | B15: Essential, B23: Very useful | Entry: Free text | D14 | Is this a mobile unit?* | Essential | Entry: Drop down list with the options: No Not known (so treated as not mobile) Yes: Mobile system Yes: Portable system Yes: other - see notes in text box below Yes: other |  | E |  | PHE Support Notes for Exam | PHE admin entry | N/A: A PHE admin entry: no entry required. Increase row height as required so all of Note visible.
| B16, B24, D16, D24 |  | Role | B16: Essential, B24: Very useful | Entry: Free text | [5 empty] | F |  | Exam name if not on PHE list | Essential if "Exam Name" entry is "Other" | Entry: Free text For entering the name of an exam not included on the PHE list and "Other" selected from Exam Name list in column D.
| B17, B25, D17, D25 |  | Any other information | Support Information | Entry: Free text | D15 | DAP dose Units used on this system* | Essential | If "Other" selected enter units used in D16 Entry: Drop down list with the options: Gy x cm2 (or shown as GYCM2) dGy x cm2 (or shown as DGYCM2) cGy x cm2 (or shown as CGYCM2) mGy x cm2 (or shown as MGYCM2) µGy x cm2 (or shown as µGYCM2) dGy x m2 (or shown as DGYM2) cGy x m2 (or shown as CGYM2) mGy x m2 (or shown as MGYM2) µGy x m2 (or shown as µGYM2) Other Variable: see exam protocol Not known |  | G | Complete exam DAP data | Sample: Sex selection: All patients Female only patients Male only patients | Essential | Entry: Drop down list options of: All patients, Female and Male "All patients" data should be submitted for every exam for which data is submitted. For "All Patient" samples, numbers in sample of different sexes can be entered in columns BE to BH.
Table B: Organisational information
| Cell | Information type | Title | Data Status | Permitted entries or Guidance | [5 empty] | H |  | Sample Size for Exam DAP Data | Essential | Entry: Positive integer Total number of complete patient exams in sample*
| D28 | Organisational Information | Location of Hospital /Clinic (Country) | Essential | Entry: Drop down list with the options: England Northern Ireland Isle of Mann Scotland Wales Gibraltar States of Guernsey Government States of Jersey Government Other British Overseas Territories Other | [5 empty] | I |  | Complete Exam DAP System mean dose* | Essential | Entry: Positive number in units given in column K Mean DAP for complete exam dose
[6 empty] | D16 | DAP dose Units if entry above is "Other". | Essential if "other" entered above. | Free text |  | J |  | Complete Exam DAP System median dose* | Essential | Entry: Positive number in units given in column K Median DAP for complete exam dose
| D29 |  | Hospital or Clinic Name | Essential | Entry: Free text If for information governance etc. you do not wish to enter the actual name of the hospital or clinic, please enter a code or pseudonym instead, making it clear that this is what you are doing. | DAP Calibration Correction Factor (if available) acquired from an independent ionisation chamber or solid state detector with a calibration traceable back to a national standard |  |  |  |  | K | PHE automated repeat of System default DAP dose units from "Radiology_System_ General_Info" sheet shown in K4: | DAP dose units: | Essential if different from the entry given on "Radiology System: General Info" sheet | Essential if* system default units shown in S4 do not apply to a specific record or if dose units are not entered on Radiology System page. Entry: Select units from drop down list or enter. Default for this radiology system Gy x cm2 (or shown as GYCM2) dGy x cm2 (or shown as DGYCM2) cGy x cm2 (or shown as CGYCM2) mGy x cm2 (or shown as MGYCM2) µGy x cm2 (or shown as µGYCM2) Gy x m2 (or shown as DGYM2) dGy x m2 (or shown as DGYM2) cGy x m2 (or shown as CGYM2) mGy x m2 (or shown as MGYM2) µGy x m2 (or shown as µGYM2) Other: see column AP Not known
| D30 |  | Name of NHS Trust, Local Health Board or Parent Organisation | Very useful information | Entry: Free Text | D18 | Have the reported doses been corrected by this factor? *Essential entry If measured | Essential | Drop down list with the options: Not measured, Yes: measured and applied, No: measured but not applied, Measured but not know if correction applied, No DAP meter, Not known
| D31 |  | Health care Sector | Very useful information | Entry: Drop down list with the options: NHS England NHS Northern Ireland NHS Scotland NHS Wales Gibraltar Health Authority NHS England /CIC NHS Northern Ireland /CIC NHS Scotland /CIC NHS Wales /CIC Commercial: NHS Contract(s) Only Commercial Independent Non-profit including CIC MoD Prison: Public Sector Prison: Contractor Public Sector: Other Other Not known
[6 empty] | D19 | Any other information | Support Information | Free text
Very Useful and Supporting Information
[6 empty] | D21 | Name of the MPE, RPA, Medical Physics group etc. responsible for system calibration | Very useful information | Entry: Free text |  | L | What follows is Additional Useful Information: Enter as much or as little as you wish.
[6 empty] | D22 | If the radiology system is Mobile, in what environment or for what work is it typically used ? (e.g. ward, operating theatre) | Very useful information | Entry: Drop down list with the options: Not applicable Not known Ambulance On ward Operating theatre Accident and Emergency Clinics Other: Notes in text box below Other |  | M |  | Your Standard Local Protocol Name | Very useful information | Entry: Free text Most commonly used protocol to which the Exam Name and Exam Notes apply for this system. The names of other appropriate protocols can be entered in Column EP.
| D32 |  | Hospital /Clinic Address | Support Information | Entry: Free text To start a new line use Alt-Enter
| D33 |  | Town | Support Information | Entry: Free text | [5 empty] | N |  | Sample start date | Very useful information | Entry: Date in UK format (dd-mmm-yyyy) between 1 Jan 2015 and 31st December 2020
| D34 |  | Country | Support Information | Entry: Free text | [5 empty] | O |  | Sample end date | Very useful information | Entry: Date in UK format (dd-mmm-yyyy) between 1 Jan 2015 and 31st December 2020
| D35 |  | Post code | Very useful information | Entry: Free text | D23 | X-ray generation equipment: Manufacturer: | Very useful information | If "Other" entered here enter name in "Any other information" (B28). Entry: Drop down list with the options: AGFA Canon Medical (previously Toshiba) Carestream Health GE Healthcare Hitachi Healthcare Hologic Perkin Elmer Philips Healthcare Samsung Siemens Healthcare Shimadzu Corporation Toshiba Medical Trixell Detector Other Unknown |  | P |  | Number of projections and/or images for Exam | Very useful information | Entry: Number, usually an integer. Number of projections made and/or images stitched together for the complete Exam. Drop down list: 1 to 20 If variable list the mode (most common number). If highly variable consider subdividing the data into separate protocols and submitting the data for each individually. More information on the variation in the number of images or projection per exam can be given in column DY "Standard Protocol: Any other information ".
| B37 |  | Comments section | Support Information | Entry: Free Text For any other information on the hospital or organisation.
Table C: Dose Data Collection Methodology
| Cell | Information type | Title | Data Status | Permitted entries or Guidance | [5 empty] | Q | Mean and Median Weight data: Mean and Median Weight should be Essential but many do not collect it. Please provide when possible, especially for groups < 20-30. | Number of sample members that contributed to weight data. | Very useful information | Entry: Positive integer Total number of weight entries for sample.
| D45 |  | Has this data been collected retrospectively or prospectively? | Essential | Entry: Drop down list with the options: Retrospective Prospective Both Not known | [5 empty] | R |  | Mean weight, kg | Very useful information | Entry: Positive number in kg units Please provide whenever possible, especially for small sample sizes.
[6 empty] | D24 | X-ray generation equipment: Model | Very useful information | Entry: Free text |  | S |  | Median Weight, kg | Very useful information | Entry: Positive number in kg units Please provide whenever possible, especially for small sample sizes.
| D46 |  | Has (or will) this data also be used for local or other dose surveys? | Very useful information | Entry: Drop down list with the options: Yes, Yes: see comments Possibly Possibly: see comments No Not known | D25 | Date of last tube replacement | Very useful information | Entry: Date in UK format (dd-mmm-yyyy) between 1 Jan 2000 and 31st December 2020
[6 empty] | D26 | Automatic Exposure Control available? | Very useful information | Entry: Drop down list with the options: Yes: Used for all protocols Yes: Used for most protocols Yes: Used for selected protocols No: Not used on this device Not known |  | T | Additional Complete Exam DAP value distribution information | Complete Exam DAP sample standard deviation | Very useful information | Sample standard deviation DAP dose for complete exam Entry: Positive number in the dose units shown in column K
| D47 |  | Are dose values entered manually at any point (e.g. into RIS)? | Very useful information | Entry: Drop down list with the options: No: dose values transferred electronically at all stages Yes Yes: all values QA checked Yes: See comments Not known | [5 empty] | U |  | Complete Exam DAP 25th Percentile | Very useful information | 25th percentile of distribution for DAP for complete exam dose Entry: Positive number in the dose units shown in column K
[6 empty] | B28 | X-ray production: Any other information | Support Information | Entry: Free text |  | V |  | Complete Exam DAP 75th Percentile | Very useful information | 75th percentile of distribution for DAP for complete exam dose Entry: Positive number in the dose units shown in column K
| D48 | Which of the following were used to collect/record the survey data? Indicate as many as are relevant (drop down lists) | Dose Management Software | Very useful information | Entry: Drop down list with the options: No Yes for all submitted data Yes for some data Yes: See comments Not known | D30 | DAP measurement: (A) Does the system have a built in DAP meter? | Very useful information | Entry: Drop down list with the options: Yes, No, Not known |  | W |  | Complete Exam DAP 95% confidence interval | Very useful information | 95% confidence interval for complete exam DAP dose Entry: Positive number in the dose units shown in column K
[6 empty] | D31 | (B) If Yes, is it physical or digital? | Very useful information | Entry: Drop down list with the options: Digital, Physical, Other, Not known, No Built-in DAP meter |  | X,AA,AD,AG,AJ,AM | Mean and Median DAP Dose for individual projections or images | Projection/Image 1,2,3,4,5,6 name | Very useful information | Entry: drop down list or over write if required, widen column as required. AP - Anterior-Posterior PA - Posterior-Anterior DP - Dorsal-Plantar Lateral Cervical spine - swimmers view Cervical spine - Odontoid view Frog lateral Oblique Cross Table Lateral. Knee - Skyline Other Not known
[6 empty] | D32 | (C) If No [built in DAP meter], how is DAP measured? | Support Information | Entry: Free text
| D49 |  | RIS | Very useful information | Entry: Drop down list with the options: No Yes Yes: See comments, Not known | D34 | DAP meter, DAP calibration factor or % difference to Reference chamber: | Very useful information | Entry: either DAP calibration ratio (Traceable DAP reading/System DAP reading) or Average percentage difference: (System DAP reading - Traceable DAP reading) x 100 / Traceable DAP meter reading %
| D50 |  | PACs | Support Information | Entry: Drop down list with the options: No Yes Yes: See comments, Not known | B36 | Any other DAO information? ( enter in Text box below) | Support Information | Entry: Free text
[6 empty] | D38 | Table/Bed: Table top Aluminium equivalence | Support Information | Give thickness in mmAl , a number between 0 and 1,000 without units. |  | Y,AB,AE,AH,AK,AN |  | Projection/Image 1,2,3,4,5,6 Mean DAP | Very useful information | Entry: Positive number in units given in column K Mean DAP for projection/image
| D51 |  | Paper form used specifically for dose survey(s) | Support Information | Entry: Drop down list with the options: No, Yes, Yes: See comments, Not known |  | Detectors (CR: treat all cassettes as 1 detector; DR: Count all detectors used with system including those shared with other systems) |  |  |  | Z,AC,AF,AI,AL,AO |  | Projection/Image 1,2,3,4,5,6 Median DAP | Very useful information | Entry: Positive number in units given in column K Median DAP for projection/image
[6 empty] | D40 | Number of Detectors used with this system: | Very useful information | Entry: Drop down list of numbers from 1 to 10 |  | AP |  | DAP: Any other information | Support Information | Entry: free text
| D52 |  | Electronic form used specifically for dose survey(s) | Support Information | Entry: Drop down list with the options: No, Yes, Yes: See comments, Not known | D41,D51, D61, D71 | Detector 1, 2, 3 or 4: Local ID | Support Information | free text |  | AQ | Patient Weight: Additional information (see Q-S) | Weight, sample standard deviation kg | Very useful information | Entry: Positive number in kg units
[6 empty] | D42,D52, D62, D72 | Detector: Manufacturer | Very useful information | If "Other" entered here enter name in "Any other information" (D50,D60,D70 or D80). Drop down list with the options: AGFA Canon Medical (previously Toshiba) Carestream Health GE Healthcare Hitachi Healthcare Hologic Perkin Elmer Philips Healthcare Samsung Siemens Healthcare Shimadzu Corporation Toshiba Medical Trixell Detector Other Unknown |  | AR |  | Weight, 25th Percentile, kg | Very useful information | Entry: Positive number in kg units
| D53 |  | Other (details in comments section) | Support Information | Entry: Drop down list with the options: No Yes Yes: See comments, Not known | [5 empty] | AS |  | Weight, 75th Percentile, kg | Very useful information | Entry: Positive number in kg units
[11 empty] | AT |  | Weight, Minimum, kg | Support Information | Entry: Positive number in kg units
| D54 | If Dose Management Software used: | Name of software package | Very useful information | Entry: Free text | [5 empty] | AU |  | Weight, Maximum, kg | Support Information | Entry: Positive number in kg units
| D55 |  | Company Name?/Open Source?/In House? | Support Information | Entry: Free text | [5 empty] | AV |  | Weight: Any other information | Support Information | Entry: free text
| D56 |  | How many years in use? | Very useful information | Entry: Free text | D43,D53,D63,D73 | Detector: Model | Very useful information | Free text |  | AW | Age | Number of patients that contributed to Age data | Support Information | Entry: Positive number
| D58 | Steps used in selecting or excluding dose data for survey: Exclude doses: | From exposures of below acceptable image quality | Support Information | Entry: Drop down list with the options: No exclusion based on image quality, Not known, Yes: See comments, Yes: In some cases, Yes | D44,D54,D64,D74 | Detector: Size: width (cm) | Very useful information | Enter width in cm. A number between 0 and 1,000 without units. |  | AX |  | Mean Age, years | Support Information | Entry: Positive number in units of years
[6 empty] | D45,D55,D65,D75 | Detector: Size: length (cm) | Very useful information | Enter length in cm. A number between 0 and 1,000 without units. |  | AY |  | Median Age, years | Support Information | Entry: Positive number in units of years
| D59 |  | Dose for exams marked as atypical or problematic | Support Information | Entry: Drop down list with the options: No, Not known, Yes: See comments, Yes: In some case, Yes | D46,D56,D66,D76 | Antiscatter Grid: Available? Yes/No | Very useful information | Drop down list with the options: Yes, No, Not known |  | AZ |  | Minimum Age, years | Very useful information | Entry: Positive number in units of years
[6 empty] | D47,D57,D67,D77 | Antiscatter Grid: Vibrating? Yes/No | Support Information | Drop down list with the options: Yes, No, Not known |  | BA |  | Maximum Age, years | Support Information | Entry: Positive number in units of years
[6 empty] | D48,D58,D68,D78 | Antiscatter Grid: Ratio | Support Information | Number field, a number between 0 and 1,000. |  | BB |  | Age, sample standard deviation, years | Support Information | Entry: Positive number in units of years
| D60 |  | From patients of very high or very low weights | Support Information | Entry: Drop down list with the options: No, Not known, Yes: See weight/BMI/physique questions below, Yes: See comments, Yes: In some case, Yes | D49,D59,D69,D79 | Antiscatter Grid frequency: strips per cm | Support Information | Number field, a number between 0 and 1,000. |  | BC |  | 25th percentile of age distribution, years | Support Information | Entry: Positive number in units of years
[6 empty] | D50,D60,D70,D80 | Detector: Any other information? | Support Information | Free text: Any additional information can go in the large text box at B84. |  | BD |  | 75th percentile of age distribution, years | Support Information | Entry: Positive number in units of years
[6 empty] | B84 | Additional Notes on Radiology System: General | Support Information | Free text |  | BE | Sample composition: Sex | Number of Females in sample | Support Information | Entry: Positive Integer
| D61 |  | Remove doses identified as outliers by statistics test | Support Information | Entry: Drop down list with the options: No, Not known, Yes: Test and conditions given in Comments Section, Yes: In some case, Yes, Other, Other: See comments | [5 empty] | BF |  | Number of Males in sample | Support Information | Entry: Positive Integer
[11 empty] | BG |  | Number of Other sex/gender in sample | Support Information | Entry: Positive Integer
[11 empty] | BH |  | Number in sample with sex not stated | Support Information | Entry: Positive Integer
[11 empty] | BI | Height | Number of sample members that contributed to height data. | Support Information | Entry: Positive Integer
[11 empty] | BJ |  | Mean Height, in meters | Support Information | Entry: Positive number height in units of meters
| D62 |  | Cut top and bottom 5% from dose distribution | Support Information | Entry: Drop down list with the options: No, Not known, Yes, Yes: In some case, Yes: See comments, Other, Other: See comments | [5 empty] | BK |  | Median Height, in meters | Support Information | Entry: Positive number height in units of meters
[11 empty] | BL |  | Height, sample standard deviation, in meters | Support Information | Entry: Positive number height in units of meters
[11 empty] | BM |  | Height, 25th percentile, in meters | Support Information | Entry: Positive number height in units of meters
[11 empty] | BN |  | Height, 75th percentile, in meters | Support Information | Entry: Positive number height in units of meters
| D63 |  | Other/additional criteria: See Comments Section | Support Information | Entry: Drop down list with the options: Yes, No, Not known | [5 empty] | BO |  | Minimum Height, in meters | Support Information | Entry: Positive number height in units of meters
[11 empty] | BP |  | Maximum Height, in meters | Support Information | Entry: Positive number height in units of meters
| D64 | Steps used in selecting or excluding dose data for survey: Selection of sample for dose survey: | Take doses of the first X adult exams on the system | Support Information | Entry: Drop down list with the options: No, Not known, Yes, Yes: In some case, Yes: See comments, Other, Other: See comments | [5 empty] | BQ, CA, CK, CU, DE, DO | Projections/Images 1 to 6: Protocol recommendations or typical (mode) values. | Detector used: as listed in Radiology_System_General_Info | Very useful information | Entry: Drop down list Detector 1, Detector 2,... to Detector 10
[11 empty] | BR, CB, CL, CV, DF, DP |  | Anti-scatter grid used? | Very useful information | Entry: Drop down list with options Yes: used for all exposures Yes: used for most exposures Used for some exposures Not used for this protocol Not known
| D65 |  | Randomly select X adult exams in a given period | Support Information | Entry: Drop down list with the options: No, Not known, Yes, Yes: In some case, Yes: See Comments Section, Other, Other: see Comments Section | [5 empty] | BS, CC, CM, CW, DG, DQ |  | Focus-detector distance, cm | Very useful information | Entry: in cm, positive number between 0 and 300
[11 empty] | BT, CD, CN, CX, DH, DR |  | Total tube filtration as mm Aluminium equivalent (mm Al) | Very useful information | Entry in mmAl, positive number between 0 and 1000
[11 empty] | BU, CE, CO, CY, DI, DS |  | Automatic Exposure Control used? | Very useful information | Entry: Drop down list with options Yes: used for all exposures Yes: used for most exposures Used for some exposures Not used for this protocol Not known
| D66 |  | X +exams of adults who meet a physical requirement | Support Information | Entry: Drop down list with the options: No, Not known, Yes, Yes in some case, Yes: See comments, Other, Other: See comments
[11 empty] | BV, CF, CP, CZ, DJ, DT |  | Tube Voltage: recommended value for projection, kVp | Very useful information | Entry in kVp positive number between 0 and 1000
[11 empty] | BW, CG, CQ, DA, DK, DU |  | Exposure setting: (Tube current x time) Recommended value for projection, mAs | Very useful information | Entry in mAs positive number between 0 and 1000
[11 empty] | BX, CH, CR, DB, DL, DV |  | Patient Position | Support Information | Entry: Drop down list with options Not known Erect: Standing Erect: Sitting Erect: Other Supine Prone Lateral Decubitus (lying on side) Other Decubitus (lying) Extra information can be entered in "Any other information" for projection: respectively columns BZ, CJ,CT, DD,DN or DX
| D67 |  | Only doses from persons with OK weight (see options) | Support Information | Entry: Drop down list with the options: No weight restriction used, Not known, 50 to 90 kg, 30 to 110 kg, Group mean weight 65 to 75 kg or 75 to 85 kg, Group median weight 65 to 75 kg or 75 to 85 kg, Other, Other: See comments
| D68 |  | Only doses from persons with OK BMI (see options) | Support Information | Entry: Drop down list with the options: No BMI restriction used, Not known, Only BMIs between 18.5 and 25, Only BMIs between 18.5 and 30, Other BMI range, Other BMI range: See comments
[11 empty] | BY, CI, CS, DC, DM, DW |  | Detector in Bucky? | Support Information | Entry: Drop down list with options: Yes Yes, for most exposures Yes, Detector usually in bed/table bucky Yes, Detector usually in upright bucky Only for exceptional exposures No No, Detector on bed/table top Unknown
| D69 |  | Only doses from persons of standard physique | Support Information | Entry: Drop down list with the options: No, Not known, Yes, Yes: In some case, Yes: See comments, Other, Other: See comments
[11 empty] | BZ, CJ, CT, DD, DN, DX |  | Any other information on Projection/Image ? | Support Information | Entry: Free text
[11 empty] | DY |  | Standard Protocol: Any other information for this exam? | Support Information | Entry: Free text
| D70 |  | No doses from persons of non-standard physique | Support Information | Entry: Drop down list with the options: No, Not known, Yes, Yes: In some case, Yes: See comments, Other, Other: See comments | [5 empty] | DZ | Fields for any additional data you wish to include | Additional Data Field 1: Enter title | Support Information | Entry: Numeric
[11 empty] | EA |  | Additional Data Field 2: Enter title | Support Information | Entry: Numeric
[11 empty] | EB |  | Additional Data Field 3: Enter title | Support Information | Entry: Numeric
| D71 |  | No doses from persons with an extreme physique | Support Information | Entry: Drop down list with the options: No, Not known, Yes, Yes: In some case, Yes: See comments, Other, Other: See comments | [5 empty] | EC |  | Additional Data Field 4: Enter title | Support Information | Entry: Numeric
[11 empty] | ED |  | Additional Data Field 5: Enter title | Support Information | Entry: Numeric
[11 empty] | EE |  | Additional Data Field 6: Enter title | Support Information | Entry: Numeric
| D72 |  | Other /additional criteria: See Comments Section | Support Information | Entry: Drop down list with the options: Yes, No, Not known | [5 empty] | EF |  | Additional Data Field 7: Enter title | Support Information | Entry: Numeric
| B74 | Comments Section: for any other information on the survey method or dose data collection methods in general. |  | Support Information | Entry: Free text | [5 empty] | EG |  | Additional Data Field 8: Enter title | Support Information | Entry: Numeric
[11 empty] | EH |  | Additional Data Field 9: Enter title | Support Information | Entry: Numeric
[11 empty] | EI |  | Additional Data Field 10: Enter title | Support Information | Entry: Numeric
[11 empty] | EJ | Additional information | SNOMED-CT code assumed by PHE for Exam (entry of #N/A given when no entry in column D) | PHE admin entry | N/A: A PHE admin entry: no entry required Listing of the assumed SNOMED-CT name and code used for this exam
[11 empty] | EK |  | Do you use this SNOMED-CT code? | Support Information | Entry: Drop down list with options: Yes, No SNOMED not used Not known
[11 empty] | EL |  | SNOMED-CT name for "Other" exams or if in disagreement with that listed in column EJ | Support Information | Entry: free text SNOMED-CT names and codes used.
[11 empty] | EM |  | NICIP code assumed by PHE for Exam (entry of #N/A given when no entry in column D) | PHE admin entry | N/A: A PHE admin entry: no entry required Listing of the assumed SNICIP name and code used for this exam
[11 empty] | EN |  | Do you use this NICIP code? | Support Information | Entry: Drop down list with options: Yes, No NICIP not used Not known
[11 empty] | EO |  | NICIP name for "Other" exams or if in disagreement with that listed in column EM | Support Information | Entry: free text NICIP names and codes used.
[11 empty] | EP |  | Other local protocols performed on this radiology system that this Exam name and Notes would apply to: | Support Information | Entry: free text If data for this Exam includes data from other protocols performed on this system please list them below. This helps us check data has been collected for similar exposures. (New line in same cell: alt-enter)
[11 empty] | EQ |  | Was data collected differently for this Exam? | Support Information | Entry: Drop down list with options: No: See Dose Data Collection Methodology Box Not known Yes: See Additional Information on data collection for this Exam Yes: Retrospectively from RIS records Yes: Retrospectively from various source records (see below) Yes: Prospectively using the PHE forms Yes: Prospectively using in-house survey procedures Yes: Retrospectively and Prospectively
[11 empty] | ER |  | Additional information on data collection for this exam | Support Information | Entry: Free text If this Exam name and notes apply to other protocols performed on this system for which data is submitted, please list them below. (New line in same cell: alt-enter)
[11 empty] | ES |  | Any other Information | Support Information | Entry: Free text
Note on I61: Jenny Smith: Ratio = height of lead strips/distance between lead strips
Note on P68: This is to enable height data to be accurately recorded even if height data is not available for all patients who contributed to the DAP sample. While it is preferable that height data is available for all of the full sample group, height data is also welcome for a representative subgroup .

## Contact_Information
Mean & Median System doses | Plain Radiography Survey | [8 empty] | PHE Data management zone: Do not edit! |  |  | Do not edit |  | Do not edit |  |  | Do not edit |  | Do not edit |  |  |  |  | PHE analysis: | Do not edit |  |  | PHE analysis: | Do not edit |  | Per Patient Data |  |  |  | PHE analysis: | Do not edit |  |  | PHE analysis: | Do not edit |  |  | PHE analysis: | [15 empty] | Do not edit
| Contact Information Organisational Information Data Collection Methodology information | [8 empty] | Workbook/Worksheet Information | Contact Information |  |  |  | PHE instruction to PHE staff: Check this entry is appropriate for inclusion in database. If not, delete. | Organisational Information | [8 empty] | PHE Added Organisational information | [7 empty] | General Dose Data Collection Methodology: |  |  |  | Per Patient Data | [5 empty] | Per Patient Data
| One copy of this Excel Workbook (this .xlsx file) should be completed for each radiology system. It is suggested that this page is completed before copying the Workbook as most of your information on it will be the same for other radiology systems. Do amend the page as appropriate. | [8 empty] | Workbook/Worksheet name: | Main Contact name*: | Contact tel.*: | Contact e-mail*: | Role | Other information | Hospital Name*: | Sector*: | Hospital address | NHS trust or Parent Organisation | Town | County | Post Code: | Location/Country | Hospital/Clinic comments section | Regional Code: DID English regional code, Scotland, Wales, NI etc. or independent | DID Hospital Trust code | Hospital info 1: (Hospital type) | Hospital info 2: (catchment population) | Hospital info 3: (number of beds) | PHE Hospital/Clinic code | PHE X-ray System code and Workbook code | PHE workbook and spreadsheet code | Data collected retrospectively or prospectively?* | Used in/for local or other dose surveys | Collected using PACS | Collected using RIS | Collected using Paper forms devised for this survey | Collected using Electronic forms devised for this survey | Collected using Other methods | Any manual entry of dose values? | Dose Management Software used? | Dose Management Software: Software Name | Dose Management Software: Company /Open Source/In house | Dose Management Software: Years in use | Dose Exclude: From exposures of below acceptable image quality | Dose exclude: Dose for exams marked as atypical or problematic | Dose excluded: From patients of very high or very low weights | Dose excluded: Remove doses identified as outliers by statistics test | Doses excluded: Cut top and bottom 5% from dose distribution | Doses excluded: Other/additional criteria: See Comments Section | Dose selection: Take doses of the first X adult exams on the system | Dose selection: Randomly select X adult exams in a given period | Dose selection: X +exams of adults who meet a physical requirement | Dose selection: Only doses from persons with OK weight (see options) | Dose selection: Only doses from persons with OK BMI (see options) | Dose selection: Only doses from persons of standard physique | Dose selection: No doses from persons of non-standard physique | Dose selection: No doses from persons with an extreme physique | Dose selection: Other /additional criteria: See Comments Section | Dose Data Collection Method: Comments General
Field codes: | Essential Information | Yellow entry field and field name followed by* indicates Essential information |  |  |  |  | List of English Trusts: January 2017 |  |  | PRSC_Field_01 | PRSC_Field_02 | PRSC_Field_03 | PRSC_Field_04 | PRSC_Field_05 | PRSC_Field_06 | PRSC_Field_07 | PRSC_Field_08 | PRSC_Field_09 | PRSC_Field_10 | PRSC_Field_11 | PRSC_Field_12 | PRSC_Field_13 | PRSC_Field_14 | PRSC_Field_15 | PRSC_Field_16 | PRSC_Field_17 | PRSC_Field_18 | PRSC_Field_19 | PRSC_Field_20 | PRSC_Field_21 | PRSC_Field_22 | PRSC_Field_23 | PRSC_Field_24 | PRSC_Field_25 | PRSC_Field_26 | PRSC_Field_27 | PRSC_Field_28 | PRSC_Field_29 | PRSC_Field_30 | PRSC_Field_31 | PRSC_Field_32 | PRSC_Field_33 | PRSC_Field_34 | PRSC_Field_35 | PRSC_Field_36 | PRSC_Field_37 | PRSC_Field_38 | PRSC_Field_39 | PRSC_Field_40 | PRSC_Field_41 | PRSC_Field_42 | PRSC_Field_43 | PRSC_Field_44 | PRSC_Field_45 | PRSC_Field_46 | PRSC_Field_47 | PRSC_Field_48 | PRSC_Field_49 | PRSC_Field_50 | PRSC_Field_51
| Essential if not stated elsewhere | Pale Yellow field provides option for entering Essential information that cannot be entered elsewhere (e.g. units not in drop down list) |  |  |  |  | Region Code | Org Code | Provider Name | PRSxxxxa-Hyyyy-Rzzzz-001 | Error: Example name still given | Error: Default entry still given | Error: default entry still given | Default entry: check it is valid | No entry | No entry | No entry | No entry | No entry | No entry | No entry | No entry | No entry | No entry | No entry | No entry | -15 | -15 | -15 | No entry-No entry-Hyyyy | No entry-No entry-Hyyyy-Rzzzz-PRSxxxxa | No entry-No entry-Hyyyy-Rzzzz-PRSxxxxa-001 | No entry | No entry | No entry | No entry | No entry | No entry | No entry | No entry | No entry | No entry | No entry | -15 | No entry | No entry | No entry | No entry | No entry | No entry | No entry | No entry | No entry | No entry | No entry | No entry | No entry | No entry | No entry | No entry
| Very Useful Information | Blue entry field:- Not Essential but very useful, please do provide where possible |  |  |  |  | - | - | England
| Supporting Information | White entry field:- Supporting information that is useful for more detailed assessment | [5 empty] | Not applicable
| PHE entry or information | Green field: Autofilled cell or PHE entry | [5 empty] | MoD
| Contact Information | [6 empty] | Non-Profit
| (Primary contact information must be entered on all submitted copies of this Excel Workbook) |  | For use by PHE staff only: Organisational Information: Hospital/Clinic |  |  |  |  | Private
Primary Contact: | An example entry is given below: please overwrite | Third Contact: | Regional codes, DID regional England codes, or Country or Independent code |  |  |  |  | Prison
Name* | Mr Mark Albert | Name | DID English Hospital Trust codes [other country hospital codes to be added] |  |  |  |  | Public-Sector
telephone* | 01235 000000 | telephone | Hospital info 1: (Hospital Trust Attributes) |  | -15 |  | Q71 | RF4 | BARKING, HAVERING AND REDBRIDGE UNIVERSITY HOSPITALS NHS TRUST
mobile |  | mobile | Hospital info 2: (Primary care catchment population) |  | -15 |  | Q71 | RRP | BARNET, ENFIELD AND HARINGEY MENTAL HEALTH NHS TRUST
email* | Mark.Albert@CWHNHSTrust.co.uk | email | Hospital info 3: (number of beds) |  | -15 |  | Q71 | R1H | BARTS HEALTH NHS TRUST
Role* | Principal Medical Physicist (Diagnostic Imaging) | Role | PHE Hospital/Clinic code |  | Hyyyy | text | Q71 | RV3 | CENTRAL AND NORTH WEST LONDON NHS FOUNDATION TRUST
Other information |  | Other information | PHE X-ray System code |  | Rzzzz | text | Q71 | RYX | CENTRAL LONDON COMMUNITY HEALTHCARE NHS TRUST
|  |  | PHE Workbook code |  | PRSxxxxa |  | Q71 | RQM | CHELSEA AND WESTMINSTER HOSPITAL NHS FOUNDATION TRUST
Second Contact: |  | Forth Contact: | PHE Workbook sheet code |  | 001 | -15 | Q71 | RJ6 | CROYDON HEALTH SERVICES NHS TRUST
Name |  | Name | List of Hospital Types (JRHS:From Binley's 2016 directory and catchment from CQC reports.) |  |  | 0 | Q71 | RWK | EAST LONDON NHS FOUNDATION TRUST
telephone |  | telephone | 0 | Not known | Where services are being supervised by an NHS Trust in a unit run by a private healthcare company or CIC, the attributes of both organisations are given. Catchment will be for the NHS Trust. | 1 | Q71 | RVR | EPSOM AND ST HELIER UNIVERSITY HOSPITALS NHS TRUST
mobile |  | mobile | 1 | Teaching Trust |  | 2 | Q71 | RP4 | GREAT ORMOND STREET HOSPITAL FOR CHILDREN NHS FOUNDATION TRUST
email |  | email | 2 | Acute Services |  | 3 | Q71 | RJ1 | GUY'S AND ST THOMAS' NHS FOUNDATION TRUST
Role |  | Role | 3 | Foundation Trust |  | 4 | Q71 | RQX | HOMERTON UNIVERSITY HOSPITAL NHS FOUNDATION TRUST
Other information |  | Other information | 4 | Private Patient Services |  | 5 | Q71 | RY9 | HOUNSLOW AND RICHMOND COMMUNITY HEALTHCARE NHS TRUST
|  |  | 5 | Community Services: |  | 6 | Q71 | RYJ | IMPERIAL COLLEGE HEALTHCARE NHS TRUST
| Organisational Information (To minimise data entry enter this information before copying this workbook for other radiography systems ) |  | 6 | Care Trust |  | 12 | Q71 | RJZ | KING'S COLLEGE HOSPITAL NHS FOUNDATION TRUST
| Location of hospital/clinic (Country)* | Select from drop down list |  | Medical sectors drop down list (List of my making: JRHS) |  | 13 | Q71 | RAX | KINGSTON HOSPITAL NHS FOUNDATION TRUST
| Hospital or Clinic Name*: (for the Radiography system for which data is being given) |  |  | NHS England |  | 14 | Q71 | RJ2 | LEWISHAM AND GREENWICH NHS TRUST
| Name of NHS Trust, Local Health Board or Parent organisation |  |  | NHS Northern Ireland |  | 15 | Q71 | RRU | LONDON AMBULANCE SERVICE NHS TRUST
| Sector (Select from Drop Down List: If "Other" information can be entered in Comments Section) |  |  | NHS Scotland |  | 16 | Q71 | R1K | LONDON NORTH WEST UNIVERSITY HEALTHCARE NHS TRUST
| Hospital/Clinic Address (for new line: alt-enter) |  |  | NHS Wales |  | 23 | Q71 | RP6 | MOORFIELDS EYE HOSPITAL NHS FOUNDATION TRUST
| Town |  |  | Gibraltar Health Authority |  | 24 | Q71 | RAT | NORTH EAST LONDON NHS FOUNDATION TRUST
| County |  |  | NHS England /CIC |  | 25 | Q71 | RAP | NORTH MIDDLESEX UNIVERSITY HOSPITAL NHS TRUST
| Post Code: |  |  | NHS Northern Ireland /CIC |  | 26 | Q71 | RPG | OXLEAS NHS FOUNDATION TRUST
| Comments Section: for any other information on the hospital or organisation (Alt-enter to start a new line) |  |  | NHS Scotland /CIC |  | 34 | Q71 | RT3 | ROYAL BROMPTON & HAREFIELD NHS FOUNDATION TRUST
|  |  |  | NHS Wales /CIC |  | 35 | Q71 | RAL | ROYAL FREE LONDON NHS FOUNDATION TRUST
|  |  |  | Commercial: NHS Contract(s) Only |  | 36 | Q71 | RAN | ROYAL NATIONAL ORTHOPAEDIC HOSPITAL NHS TRUST
|  |  |  | Commercial |  | 45 | Q71 | RV5 | SOUTH LONDON AND MAUDSLEY NHS FOUNDATION TRUST
|  |  |  | Independent Non-profit including CIC |  | 46 | Q71 | RQY | SOUTH WEST LONDON AND ST GEORGE'S MENTAL HEALTH NHS TRUST
|  |  |  | MoD |  | 56 | Q71 | RJ7 | ST GEORGE'S UNIVERSITY HOSPITALS NHS FOUNDATION TRUST
|  |  |  | Prison: Public Sector |  | 123 | Q71 | RNK | TAVISTOCK AND PORTMAN NHS FOUNDATION TRUST
|  |  |  | Prison: Contractor |  | 124 | Q71 | RAS | THE HILLINGDON HOSPITALS NHS FOUNDATION TRUST
| Dose Data Collection Methodology (To minimise data entry enter this information before copying this workbook for other radiography systems ) |  |  | Public Sector: Other |  | 125 | Q71 | RPY | THE ROYAL MARSDEN NHS FOUNDATION TRUST
| Has this data been collected retrospectively or prospectively?* (see box notes 1 and 2 below) |  |  | Other |  | 126 | Q71 | RRV | UNIVERSITY COLLEGE LONDON HOSPITALS NHS FOUNDATION TRUST
| Has (or will) this data also be used for local or other dose surveys? |  |  | Not known |  | 134 | Q71 | RKL | WEST LONDON NHS TRUST
| Are dose values entered manually at any point (e.g. into RIS)? |  |  |  |  | 135 | Q71 | RKE | WHITTINGTON HEALTH NHS TRUST
| Which of the following were used to collect/record the survey data? Indicate as many as are relevant (drop down lists) | Dose Management Software |  | CIC = Community interst company |  | 136 | Q72 | RCF | AIREDALE NHS FOUNDATION TRUST
|  | RIS |  |  |  | 145 | Q72 | RFF | BARNSLEY HOSPITAL NHS FOUNDATION TRUST
|  | PACS |  |  |  | 146 | Q72 | RAE | BRADFORD TEACHING HOSPITALS NHS FOUNDATION TRUST
|  | Paper form used specifically for dose survey(s) |  |  |  | 156 | Q72 | RWY | CALDERDALE AND HUDDERSFIELD NHS FOUNDATION TRUST
|  | Electronic form used specifically for dose survey(s) |  |  |  | 234 | Q72 | RP5 | DONCASTER AND BASSETLAW TEACHING HOSPITALS NHS FOUNDATION TRUST
|  | Other (details in comments section) |  |  |  | 235 | Q72 | RCD | HARROGATE AND DISTRICT NHS FOUNDATION TRUST
| If Dose Management Software used: | Name of software package |  |  |  | 236 | Q72 | RWA | HULL UNIVERSITY TEACHING HOSPITALS NHS TRUST
|  | Company Name/Open Source/In House |  |  |  | 245 | Q72 | RV9 | HUMBER TEACHING NHS FOUNDATION TRUST
|  | How many years in use? |  |  |  | 246 | Q72 | RGD | LEEDS AND YORK PARTNERSHIP NHS FOUNDATION TRUST
| Steps used in selecting or excluding dose data for survey: |  |  |  |  | 256 | Q72 | RY6 | LEEDS COMMUNITY HEALTHCARE NHS TRUST
| Exclude doses: Select the appropriate drop down options | From exposures of below acceptable image quality |  |  |  | 345 | Q72 | RR8 | LEEDS TEACHING HOSPITALS NHS TRUST
|  | Dose for exams marked as atypical or problematic |  |  |  | 346 | Q72 | RXF | MID YORKSHIRE HOSPITALS NHS TRUST
|  | From patients of very high or very low weights |  |  |  | 456 | Q72 | RJL | NORTHERN LINCOLNSHIRE AND GOOLE NHS FOUNDATION TRUST
|  | Remove doses identified as outliers by statistics test |  |  |  | 1234 | Q72 | RXE | ROTHERHAM DONCASTER AND SOUTH HUMBER NHS FOUNDATION TRUST
|  | Cut top and bottom 5% from dose distribution |  |  |  | 1235 | Q72 | RCU | SHEFFIELD CHILDREN'S NHS FOUNDATION TRUST
|  | Other/additional criteria: See Comments Section |  |  |  | 1236 | Q72 | RHQ | SHEFFIELD TEACHING HOSPITALS NHS FOUNDATION TRUST
| Selection of sample for dose survey: Select the appropriate drop down options | Take doses of the first X adult exams on the system |  |  |  | 1345 | Q72 | RXG | SOUTH WEST YORKSHIRE PARTNERSHIP NHS FOUNDATION TRUST
|  | Randomly select X adult exams in a given period |  |  |  | 1346 | Q72 | RFR | THE ROTHERHAM NHS FOUNDATION TRUST
|  | X +exams of adults who meet a physical requirement |  |  |  | 1356 | Q72 | RCB | YORK TEACHING HOSPITAL NHS FOUNDATION TRUST
|  | Only doses from persons with OK weight (see options) |  |  |  | 1456 | Q72 | RX8 | YORKSHIRE AMBULANCE SERVICE NHS TRUST
|  | Only doses from persons with OK BMI (see options) |  |  |  | 2345 | Q74 | RLN | CITY HOSPITALS SUNDERLAND NHS FOUNDATION TRUST
|  | Only doses from persons of standard physique |  |  |  | 2346 | Q74 | RXP | COUNTY DURHAM AND DARLINGTON NHS FOUNDATION TRUST
|  | No doses from persons of non-standard physique |  |  |  | 2456 | Q74 | RNN | CUMBRIA PARTNERSHIP NHS FOUNDATION TRUST
|  | No doses from persons with an extreme physique |  |  |  | 3456 | Q74 | RR7 | GATESHEAD HEALTH NHS FOUNDATION TRUST
|  | Other /additional criteria: See Comments Section |  |  |  | 12345 | Q74 | RNL | NORTH CUMBRIA UNIVERSITY HOSPITALS NHS TRUST
| Comments Section: for any other information on the survey method or dose data collection methods in general (alt-enter to start new line) |  |  |  |  | 12346 | Q74 | RX6 | NORTH EAST AMBULANCE SERVICE NHS FOUNDATION TRUST
[6 empty] | 12356 | Q74 | RVW | NORTH TEES AND HARTLEPOOL NHS FOUNDATION TRUST
[6 empty] | 12456 | Q74 | RX4 | NORTHUMBERLAND, TYNE AND WEAR NHS FOUNDATION TRUST
[6 empty] | 13456 | Q74 | RTF | NORTHUMBRIA HEALTHCARE NHS FOUNDATION TRUST
[6 empty] | 23456 | Q74 | RTR | SOUTH TEES HOSPITALS NHS FOUNDATION TRUST
[6 empty] | 123456 | Q74 | R0B | SOUTH TYNESIDE AND SUNDERLAND NHS FOUNDATION TRUST
[7 empty] | Q74 | RE9 | SOUTH TYNESIDE NHS FOUNDATION TRUST
[7 empty] | Q74 | RX3 | TEES, ESK AND WEAR VALLEYS NHS FOUNDATION TRUST
[7 empty] | Q74 | RTD | THE NEWCASTLE UPON TYNE HOSPITALS NHS FOUNDATION TRUST
| Box note 1: Retrospective data is accepted only for exams performed in or since January 2017 | [5 empty] | Q75 | REM | AINTREE UNIVERSITY HOSPITAL NHS FOUNDATION TRUST
| Box note 2: Please do not submit data for systems that have been decommissioned. | [5 empty] | Q75 | RBS | ALDER HEY CHILDREN'S NHS FOUNDATION TRUST
[7 empty] | Q75 | RXA | CHESHIRE AND WIRRAL PARTNERSHIP NHS FOUNDATION TRUST
[7 empty] | Q75 | RJR | COUNTESS OF CHESTER HOSPITAL NHS FOUNDATION TRUST
[7 empty] | Q75 | RJN | EAST CHESHIRE NHS TRUST
[7 empty] | Q75 | RBQ | LIVERPOOL HEART AND CHEST HOSPITAL NHS FOUNDATION TRUST
[7 empty] | Q75 | REP | LIVERPOOL WOMEN'S NHS FOUNDATION TRUST
[7 empty] | Q75 | RW4 | MERSEY CARE NHS FOUNDATION TRUST
[7 empty] | Q75 | RBT | MID CHESHIRE HOSPITALS NHS FOUNDATION TRUST
[7 empty] | Q75 | RTV | NORTH WEST BOROUGHS HEALTHCARE NHS FOUNDATION TRUST
[7 empty] | Q75 | RQ6 | ROYAL LIVERPOOL AND BROADGREEN UNIVERSITY HOSPITALS NHS TRUST
[7 empty] | Q75 | RVY | SOUTHPORT AND ORMSKIRK HOSPITAL NHS TRUST
[7 empty] | Q75 | RBN | ST HELENS AND KNOWSLEY TEACHING HOSPITALS NHS TRUST
[7 empty] | Q75 | REN | THE CLATTERBRIDGE CANCER CENTRE NHS FOUNDATION TRUST
[7 empty] | Q75 | RET | THE WALTON CENTRE NHS FOUNDATION TRUST
[7 empty] | Q75 | RWW | WARRINGTON AND HALTON HOSPITALS NHS FOUNDATION TRUST
[7 empty] | Q75 | RY7 | WIRRAL COMMUNITY NHS FOUNDATION TRUST
[7 empty] | Q75 | RBL | WIRRAL UNIVERSITY TEACHING HOSPITAL NHS FOUNDATION TRUST
[7 empty] | Q76 | RJF | BURTON HOSPITALS NHS FOUNDATION TRUST
[7 empty] | Q76 | RFS | CHESTERFIELD ROYAL HOSPITAL NHS FOUNDATION TRUST
[7 empty] | Q76 | RY8 | DERBYSHIRE COMMUNITY HEALTH SERVICES NHS FOUNDATION TRUST
[7 empty] | Q76 | RXM | DERBYSHIRE HEALTHCARE NHS FOUNDATION TRUST
[7 empty] | Q76 | RX9 | EAST MIDLANDS AMBULANCE SERVICE NHS TRUST
[7 empty] | Q76 | RJD | MID STAFFORDSHIRE NHS FOUNDATION TRUST
[7 empty] | Q76 | RRE | MIDLANDS PARTNERSHIP NHS FOUNDATION TRUST
[7 empty] | Q76 | RLY | NORTH STAFFORDSHIRE COMBINED HEALTHCARE NHS TRUST
[7 empty] | Q76 | RX1 | NOTTINGHAM UNIVERSITY HOSPITALS NHS TRUST
[7 empty] | Q76 | RHA | NOTTINGHAMSHIRE HEALTHCARE NHS FOUNDATION TRUST
[7 empty] | Q76 | RK5 | SHERWOOD FOREST HOSPITALS NHS FOUNDATION TRUST
[7 empty] | Q76 | RXW | SHREWSBURY AND TELFORD HOSPITAL NHS TRUST
[7 empty] | Q76 | R1D | SHROPSHIRE COMMUNITY HEALTH NHS TRUST
[7 empty] | Q76 | R1E | STAFFORDSHIRE AND STOKE ON TRENT PARTNERSHIP NHS TRUST
[7 empty] | Q76 | RL1 | THE ROBERT JONES AND AGNES HUNT ORTHOPAEDIC HOSPITAL NHS FOUNDATION TRUST
[7 empty] | Q76 | RTG | UNIVERSITY HOSPITALS OF DERBY AND BURTON NHS FOUNDATION TRUST
[7 empty] | Q76 | RJE | UNIVERSITY HOSPITALS OF NORTH MIDLANDS NHS TRUST
[7 empty] | Q77 | RXT | BIRMINGHAM AND SOLIHULL MENTAL HEALTH NHS FOUNDATION TRUST
[7 empty] | Q77 | RYW | BIRMINGHAM COMMUNITY HEALTHCARE NHS FOUNDATION TRUST
[7 empty] | Q77 | RQ3 | BIRMINGHAM WOMEN'S AND CHILDREN'S NHS FOUNDATION TRUST
[7 empty] | Q77 | RYG | COVENTRY AND WARWICKSHIRE PARTNERSHIP NHS TRUST
[7 empty] | Q77 | RYK | DUDLEY AND WALSALL MENTAL HEALTH PARTNERSHIP NHS TRUST
[7 empty] | Q77 | RLT | GEORGE ELIOT HOSPITAL NHS TRUST
[7 empty] | Q77 | RR1 | HEART OF ENGLAND NHS FOUNDATION TRUST
[7 empty] | Q77 | RXK | SANDWELL AND WEST BIRMINGHAM HOSPITALS NHS TRUST
[7 empty] | Q77 | RJC | SOUTH WARWICKSHIRE NHS FOUNDATION TRUST
[7 empty] | Q77 | RNA | THE DUDLEY GROUP NHS FOUNDATION TRUST
[7 empty] | Q77 | RRJ | THE ROYAL ORTHOPAEDIC HOSPITAL NHS FOUNDATION TRUST
[7 empty] | Q77 | RL4 | THE ROYAL WOLVERHAMPTON NHS TRUST
[7 empty] | Q77 | RRK | UNIVERSITY HOSPITALS BIRMINGHAM NHS FOUNDATION TRUST
[7 empty] | Q77 | RKB | UNIVERSITY HOSPITALS COVENTRY AND WARWICKSHIRE NHS TRUST
[7 empty] | Q77 | RBK | WALSALL HEALTHCARE NHS TRUST
[7 empty] | Q77 | RYA | WEST MIDLANDS AMBULANCE SERVICE UNIVERSITY NHS FOUNDATION TRUST
[7 empty] | Q77 | RWP | WORCESTERSHIRE ACUTE HOSPITALS NHS TRUST
[7 empty] | Q77 | R1A | WORCESTERSHIRE HEALTH AND CARE NHS TRUST
[7 empty] | Q77 | RLQ | WYE VALLEY NHS TRUST
[7 empty] | Q78 | RNQ | KETTERING GENERAL HOSPITAL NHS FOUNDATION TRUST
[7 empty] | Q78 | RT5 | LEICESTERSHIRE PARTNERSHIP NHS TRUST
[7 empty] | Q78 | RY5 | LINCOLNSHIRE COMMUNITY HEALTH SERVICES NHS TRUST
[7 empty] | Q78 | RP7 | LINCOLNSHIRE PARTNERSHIP NHS FOUNDATION TRUST
[7 empty] | Q78 | RNS | NORTHAMPTON GENERAL HOSPITAL NHS TRUST
[7 empty] | Q78 | RP1 | NORTHAMPTONSHIRE HEALTHCARE NHS FOUNDATION TRUST
[7 empty] | Q78 | RWD | UNITED LINCOLNSHIRE HOSPITALS NHS TRUST
[7 empty] | Q78 | RWE | UNIVERSITY HOSPITALS OF LEICESTER NHS TRUST
[7 empty] | Q79 | RDD | BASILDON AND THURROCK UNIVERSITY HOSPITALS NHS FOUNDATION TRUST
[7 empty] | Q79 | RC1 | BEDFORD HOSPITAL NHS TRUST
[7 empty] | Q79 | RGT | CAMBRIDGE UNIVERSITY HOSPITALS NHS FOUNDATION TRUST
[7 empty] | Q79 | RT1 | CAMBRIDGESHIRE AND PETERBOROUGH NHS FOUNDATION TRUST
[7 empty] | Q79 | RYV | CAMBRIDGESHIRE COMMUNITY SERVICES NHS TRUST
[7 empty] | Q79 | RWH | EAST AND NORTH HERTFORDSHIRE NHS TRUST
[7 empty] | Q79 | RYC | EAST OF ENGLAND AMBULANCE SERVICE NHS TRUST
[7 empty] | Q79 | RDE | EAST SUFFOLK AND NORTH ESSEX NHS FOUNDATION TRUST
[7 empty] | Q79 | R1L | ESSEX PARTNERSHIP UNIVERSITY NHS FOUNDATION TRUST
[7 empty] | Q79 | RY4 | HERTFORDSHIRE COMMUNITY NHS TRUST
[7 empty] | Q79 | RWR | HERTFORDSHIRE PARTNERSHIP UNIVERSITY NHS FOUNDATION TRUST
[7 empty] | Q79 | RGQ | IPSWICH HOSPITAL NHS TRUST
[7 empty] | Q79 | RGP | JAMES PAGET UNIVERSITY HOSPITALS NHS FOUNDATION TRUST
[7 empty] | Q79 | RC9 | LUTON AND DUNSTABLE UNIVERSITY HOSPITAL NHS FOUNDATION TRUST
[7 empty] | Q79 | RQ8 | MID ESSEX HOSPITAL SERVICES NHS TRUST
[7 empty] | Q79 | RD8 | MILTON KEYNES UNIVERSITY HOSPITAL NHS FOUNDATION TRUST
[7 empty] | Q79 | RM1 | NORFOLK AND NORWICH UNIVERSITY HOSPITALS NHS FOUNDATION TRUST
[7 empty] | Q79 | RMY | NORFOLK AND SUFFOLK NHS FOUNDATION TRUST
[7 empty] | Q79 | RY3 | NORFOLK COMMUNITY HEALTH AND CARE NHS TRUST
[7 empty] | Q79 | RGN | NORTH WEST ANGLIA NHS FOUNDATION TRUST
[7 empty] | Q79 | RGM | ROYAL PAPWORTH HOSPITAL NHS FOUNDATION TRUST
[7 empty] | Q79 | RAJ | SOUTHEND UNIVERSITY HOSPITAL NHS FOUNDATION TRUST
[7 empty] | Q79 | RQW | THE PRINCESS ALEXANDRA HOSPITAL NHS TRUST
[7 empty] | Q79 | RCX | THE QUEEN ELIZABETH HOSPITAL, KING'S LYNN, NHS FOUNDATION TRUST
[7 empty] | Q79 | RWG | WEST HERTFORDSHIRE HOSPITALS NHS TRUST
[7 empty] | Q79 | RGR | WEST SUFFOLK NHS FOUNDATION TRUST
[7 empty] | Q83 | RMC | BOLTON NHS FOUNDATION TRUST
[7 empty] | Q83 | RY2 | BRIDGEWATER COMMUNITY HEALTHCARE NHS FOUNDATION TRUST
[7 empty] | Q83 | RXV | GREATER MANCHESTER MENTAL HEALTH NHS FOUNDATION TRUST
[7 empty] | Q83 | R0A | MANCHESTER UNIVERSITY NHS FOUNDATION TRUST
[7 empty] | Q83 | RX7 | NORTH WEST AMBULANCE SERVICE NHS TRUST
[7 empty] | Q83 | RW6 | PENNINE ACUTE HOSPITALS NHS TRUST
[7 empty] | Q83 | RT2 | PENNINE CARE NHS FOUNDATION TRUST
[7 empty] | Q83 | RM3 | SALFORD ROYAL NHS FOUNDATION TRUST
[7 empty] | Q83 | RWJ | STOCKPORT NHS FOUNDATION TRUST
[7 empty] | Q83 | RMP | TAMESIDE AND GLOSSOP INTEGRATED CARE NHS FOUNDATION TRUST
[7 empty] | Q83 | RBV | THE CHRISTIE NHS FOUNDATION TRUST
[7 empty] | Q83 | RRF | WRIGHTINGTON, WIGAN AND LEIGH NHS FOUNDATION TRUST
[7 empty] | Q84 | RXL | BLACKPOOL TEACHING HOSPITALS NHS FOUNDATION TRUST
[7 empty] | Q84 | RXR | EAST LANCASHIRE HOSPITALS NHS TRUST
[7 empty] | Q84 | RW5 | LANCASHIRE CARE NHS FOUNDATION TRUST
[7 empty] | Q84 | RXN | LANCASHIRE TEACHING HOSPITALS NHS FOUNDATION TRUST
[7 empty] | Q84 | RTX | UNIVERSITY HOSPITALS OF MORECAMBE BAY NHS FOUNDATION TRUST
[7 empty] | Q85 | RJ8 | CORNWALL PARTNERSHIP NHS FOUNDATION TRUST
[7 empty] | Q85 | RWV | DEVON PARTNERSHIP NHS TRUST
[7 empty] | Q85 | RBD | DORSET COUNTY HOSPITAL NHS FOUNDATION TRUST
[7 empty] | Q85 | RDY | DORSET HEALTHCARE UNIVERSITY NHS FOUNDATION TRUST
[7 empty] | Q85 | RBZ | NORTHERN DEVON HEALTHCARE NHS TRUST
[7 empty] | Q85 | RD3 | POOLE HOSPITAL NHS FOUNDATION TRUST
[7 empty] | Q85 | REF | ROYAL CORNWALL HOSPITALS NHS TRUST
[7 empty] | Q85 | RH8 | ROYAL DEVON AND EXETER NHS FOUNDATION TRUST
[7 empty] | Q85 | RH5 | SOMERSET PARTNERSHIP NHS FOUNDATION TRUST
[7 empty] | Q85 | RYF | SOUTH WESTERN AMBULANCE SERVICE NHS FOUNDATION TRUST
[7 empty] | Q85 | RBA | TAUNTON AND SOMERSET NHS FOUNDATION TRUST
[7 empty] | Q85 | RDZ | THE ROYAL BOURNEMOUTH AND CHRISTCHURCH HOSPITALS NHS FOUNDATION TRUST
[7 empty] | Q85 | RA9 | TORBAY AND SOUTH DEVON NHS FOUNDATION TRUST
[7 empty] | Q85 | RK9 | UNIVERSITY HOSPITALS PLYMOUTH NHS TRUST
[7 empty] | Q85 | RA4 | YEOVIL DISTRICT HOSPITAL NHS FOUNDATION TRUST
[7 empty] | Q86 | RTQ | 2GETHER NHS FOUNDATION TRUST
[7 empty] | Q86 | RVN | AVON AND WILTSHIRE MENTAL HEALTH PARTNERSHIP NHS TRUST
[7 empty] | Q86 | R1J | GLOUCESTERSHIRE CARE SERVICES NHS TRUST
[7 empty] | Q86 | RTE | GLOUCESTERSHIRE HOSPITALS NHS FOUNDATION TRUST
[7 empty] | Q86 | RN3 | GREAT WESTERN HOSPITALS NHS FOUNDATION TRUST
[7 empty] | Q86 | RVJ | NORTH BRISTOL NHS TRUST
[7 empty] | Q86 | RD1 | ROYAL UNITED HOSPITALS BATH NHS FOUNDATION TRUST
[7 empty] | Q86 | RNZ | SALISBURY NHS FOUNDATION TRUST
[7 empty] | Q86 | RA7 | UNIVERSITY HOSPITALS BRISTOL NHS FOUNDATION TRUST
[7 empty] | Q86 | RA3 | WESTON AREA HEALTH NHS TRUST
[7 empty] | Q87 | RWX | BERKSHIRE HEALTHCARE NHS FOUNDATION TRUST
[7 empty] | Q87 | RXQ | BUCKINGHAMSHIRE HEALTHCARE NHS TRUST
[7 empty] | Q87 | RDU | FRIMLEY HEALTH NHS FOUNDATION TRUST
[7 empty] | Q87 | RN5 | HAMPSHIRE HOSPITALS NHS FOUNDATION TRUST
[7 empty] | Q87 | R1F | ISLE OF WIGHT NHS TRUST
[7 empty] | Q87 | RNU | OXFORD HEALTH NHS FOUNDATION TRUST
[7 empty] | Q87 | RTH | OXFORD UNIVERSITY HOSPITALS NHS FOUNDATION TRUST
[7 empty] | Q87 | RHU | PORTSMOUTH HOSPITALS NHS TRUST
[7 empty] | Q87 | RHW | ROYAL BERKSHIRE NHS FOUNDATION TRUST
[7 empty] | Q87 | R1C | SOLENT NHS TRUST
[7 empty] | Q87 | RYE | SOUTH CENTRAL AMBULANCE SERVICE NHS FOUNDATION TRUST
[7 empty] | Q87 | RW1 | SOUTHERN HEALTH NHS FOUNDATION TRUST
[7 empty] | Q87 | RHM | UNIVERSITY HOSPITAL SOUTHAMPTON NHS FOUNDATION TRUST
[7 empty] | Q88 | RTK | ASHFORD AND ST PETER'S HOSPITALS NHS FOUNDATION TRUST
[7 empty] | Q88 | RXH | BRIGHTON AND SUSSEX UNIVERSITY HOSPITALS NHS TRUST
[7 empty] | Q88 | RN7 | DARTFORD AND GRAVESHAM NHS TRUST
[7 empty] | Q88 | RVV | EAST KENT HOSPITALS UNIVERSITY NHS FOUNDATION TRUST
[7 empty] | Q88 | RXC | EAST SUSSEX HEALTHCARE NHS TRUST
[7 empty] | Q88 | RXY | KENT AND MEDWAY NHS AND SOCIAL CARE PARTNERSHIP TRUST
[7 empty] | Q88 | RYY | KENT COMMUNITY HEALTH NHS FOUNDATION TRUST
[7 empty] | Q88 | RWF | MAIDSTONE AND TUNBRIDGE WELLS NHS TRUST
[7 empty] | Q88 | RPA | MEDWAY NHS FOUNDATION TRUST
[7 empty] | Q88 | RPC | QUEEN VICTORIA HOSPITAL NHS FOUNDATION TRUST
[7 empty] | Q88 | RA2 | ROYAL SURREY COUNTY HOSPITAL NHS FOUNDATION TRUST
[7 empty] | Q88 | RYD | SOUTH EAST COAST AMBULANCE SERVICE NHS FOUNDATION TRUST
[7 empty] | Q88 | RXX | SURREY AND BORDERS PARTNERSHIP NHS FOUNDATION TRUST
[7 empty] | Q88 | RTP | SURREY AND SUSSEX HEALTHCARE NHS TRUST
[7 empty] | Q88 | RDR | SUSSEX COMMUNITY NHS FOUNDATION TRUST
[7 empty] | Q88 | RX2 | SUSSEX PARTNERSHIP NHS FOUNDATION TRUST
[7 empty] | Q88 | RYR | WESTERN SUSSEX HOSPITALS NHS FOUNDATION TRUST
[7 empty] | IHCP | NT9 | Alliance Medical
[7 empty] | IHCP | NT4 | BMI Healthcare
[7 empty] | IHCP | NTP | Care UK
[7 empty] | IHCP | NTV | CSH Surrey
[7 empty] | IHCP | NV3 | Circle
[7 empty] | IHCP | AC7 | Cobalt Health
[7 empty] | IHCP | NBM | Direct Medical Imaging Ltd
[7 empty] | IHCP | NV1 | InHealth Group Limited
[7 empty] | IHCP | NTD | Interhealth Care Services (UK) Ltd
[7 empty] | IHCP | NN5 | Manchester Surgical Services Ltd
[7 empty] | IHCP | NT2 | Nuffield Health
[7 empty] | IHCP | AWR | One Stop Doctors Limited
[7 empty] | IHCP | NEF | Peninsula Ultrasound Limited
[7 empty] | IHCP | NPP | Prime Diagnostics Limited
[7 empty] | IHCP | NVC | Ramsay Healthcare UK Operations Limited
[7 empty] | IHCP | NT3 | Spire Healthcare
[7 empty] | IHCP | NN4 | Tyneside Surgical Services Ltd
[7 empty] | IHCP | NDA | Virgin Care Services Ltd
[7 empty] | Q99 | 7A6 | Aneurin Bevan Health Board
[7 empty] | Q99 | 7A3 | Swansea Bay University Local Health Board
[7 empty] | Q99 | 7A4 | Cardiff & Vale University Health Board
[6 empty] | Wales | Q99 | 7A2 | Hywel Dda Health Board
[7 empty] | Q99 | 7A5 | Cwm Taf Morgannwg University Local Health Board
[7 empty] | Q99 | 7A1 | Betsi Cadwaladr University Health Board
[7 empty] | Q99 | 7A7 | Powys Teaching Health Board
[7 empty] | Q99 | RYT | PUBLIC HEALTH WALES NHS TRUST
[7 empty] | Q99 | RT4 | Welsh Ambulance Services NHS Trust
[7 empty] | Q99 | RQF | Velindre NHS Trust
[7 empty] | Q99 | W01 | Wales:- other
[7 empty] | Q99 | W02 | Wales:- other
[7 empty] | Q99 | W03 | Wales:- other
[7 empty] | Scotland | SA9 | NHS AYRSHIRE AND ARRAN
[7 empty] | Scotland | SB9 | NHS BORDERS
[7 empty] | Scotland | SF9 | NHS FIFE
[7 empty] | Scotland | SG9 | NHS GREATER GLASGOW,CLYDE
[7 empty] | Scotland | SH9 | NHS HIGHLAND
[7 empty] | Scotland | SL9 | NHS LANARKSHIRE
[7 empty] | Scotland | SN9 | NHS GRAMPIAN
[7 empty] | Scotland | SR9 | NHS ORKNEY
[7 empty] | Scotland | SS9 | NHS LOTHIAN
[7 empty] | Scotland | ST9 | NHS TAYSIDE
[7 empty] | Scotland | SV9 | NHS FORTH VALLEY
[7 empty] | Scotland | SW9 | NHS WESTERN ISLES
[7 empty] | Scotland | SY9 | NHS DUMFRIES AND GALLOWAY
[7 empty] | Scotland | SZ9 | NHS SHETLAND
[7 empty] | Scotland | S01 | Golden Jubilee National Hospital
[7 empty] | Scotland | S02 | Scottish Ambulance Service
[7 empty] | Scotland | S03 | Scotland:-other
[7 empty] | Scotland | S04 | Scotland:-other
[7 empty] | Scotland | S05 | Scotland:-other
[7 empty] | IoMann | YK301 | NOBLES HOSPITAL
[7 empty] | IoMann | YK101 | RAMSEY COTTAGE HOSPITAL
[7 empty] | IoMann | YK102 | ISLE OF MAN AMBULANCE SERVICE
[7 empty] | Jersey | J01 | General Hospital, St Helier, Jersey
[7 empty] | Guernsey | G01 | Princess Elizabeth Hospital, St Andrews, Guernsey
[7 empty] | Guernsey | G02 | Mignot Memorial Hospital, Alderney
[7 empty] | Guernsey | G03 | Guernsey Ambulance and Rescue Service
[7 empty] | N. Ireland | ZC1 | Belfast Commissioning Group
[7 empty] | N. Ireland | ZC2 | Northern Commissioning Group
[7 empty] | N. Ireland | ZC3 | Southern Commissioning Group
[7 empty] | N. Ireland | ZC4 | South Eastern Commissioning Group
[7 empty] | N. Ireland | ZC5 | Western Commissioning Group
[5 empty] | Note: 3 letter code same for all 5 commissioning groups and different from those in yellow given above. | Z1010 | N. Ireland | ZE0 | THE ROYAL GROUP OF HOSPITALS & DENTAL HOSPITAL HSS
[6 empty] | Z1020 | N. Ireland | ZE0 | BELFAST CITY HOSPITAL HSS TRUST
[6 empty] | Z1030 | N. Ireland | ZE0 | GREEN PARK HSS TRUST
[6 empty] | Z1060 | N. Ireland | ZE0 | DOWN & LISBURN HSS TRUST
[6 empty] | Z1080 | N. Ireland | ZE0 | NORTH & WEST BELFAST HSS TRUST
[6 empty] | Z1090 | N. Ireland | ZE0 | SOUTH & EAST BELFAST HSS TRUST
[6 empty] | Z1100 | N. Ireland | ZE0 | MATER HOSPITAL HSS TRUST
[6 empty] | Z1110 | N. Ireland | ZE0 | THE ULSTER COMMUNITY & HOSPITALS HSS TRUST
[6 empty] | Z1410 | N. Ireland | ZN0 | CAUSEWAY HSS TRUST
[6 empty] | Z1420 | N. Ireland | ZN0 | UNITED HOSPITALS HSS TRUST
[6 empty] | Z1430 | N. Ireland | ZN0 | HOMEFIRST COMMUNITY HSS TRUST
[6 empty] | Z1610 | N. Ireland | ZS0 | CRAIGAVON AREA HOSPITAL GROUP HSS TRUST
[6 empty] | Z1620 | N. Ireland | ZS0 | CRAIGAVON & BANBRIDGE COMMUNITY HSS TRUST
[6 empty] | Z1630 | N. Ireland | ZS0 | NEWRY & MOURNE HSS TRUST
[6 empty] | Z1640 | N. Ireland | ZS0 | ARMAGH & DUNGANNNON HSS TRUST
[6 empty] | Z1810 | N. Ireland | ZW0 | ALTNAGELVIN HOSPITALS HSS TRUST
[6 empty] | Z1820 | N. Ireland | ZW0 | FOYLE HSS TRUST
[6 empty] | Z1830 | N. Ireland | ZW0 | SPERRIN LAKELAND HSS TRUST
[6 empty] | Z1990 | N. Ireland | ZB1 | NI AMBULANCE SERVICE HSS TRUST
[6 empty] | Z4110 | N. Ireland | ZE0 | NORTH & WEST BELFAST
[6 empty] | Z4120 | N. Ireland | ZE0 | SOUTH & EAST BELFAST
[6 empty] | Z4130 | N. Ireland | ZE0 | NORTH DOWN
[6 empty] | Z4140 | N. Ireland | ZE0 | ARDS
[6 empty] | Z4150 | N. Ireland | ZE0 | LISBURN
[6 empty] | Z4160 | N. Ireland | ZE0 | DOWN
[6 empty] | Z4410 | N. Ireland | ZN0 | ANTRIM/BALLYMENA
[6 empty] | Z4420 | N. Ireland | ZN0 | CAUSEWAY
[6 empty] | Z4430 | N. Ireland | ZN0 | EAST ANTRIM
[6 empty] | Z4440 | N. Ireland | ZN0 | MID-ULSTER
[6 empty] | Z4610 | N. Ireland | ZS0 | ARMAGH & DUNGANNNON
[6 empty] | Z4620 | N. Ireland | ZS0 | CRAIGAVON & BANBRIDGE
[6 empty] | Z4630 | N. Ireland | ZS0 | NEWRY & MOURNE
[6 empty] | Z4810 | N. Ireland | ZW0 | NORTHERN
[6 empty] | Z4820 | N. Ireland | ZW0 | SOUTHERN
[6 empty] | ZE000 | N. Ireland | ZE0 | EASTERN HEALTH & SOCIAL SERVICES BOARD
[6 empty] | ZN000 | N. Ireland | ZN0 | NORTHERN HEALTH & SOCIAL SERVICES BOARD
[6 empty] | ZS000 | N. Ireland | ZS0 | SOUTHERN HEALTH & SOCIAL SERVICES BOARD
[6 empty] | ZW000 | N. Ireland | ZW0 | WESTERN HEALTH & SOCIAL SERCVICES BOARD
[6 empty] | ZB001 | N. Ireland | ZB1 | Regional Health & Social Care Board
[6 empty] | ZC010 | N. Ireland | ZB1 | Belfast Commissioning Group
[6 empty] | ZC020 | N. Ireland | ZB1 | Northern Commissioning Group
[6 empty] | ZC030 | N. Ireland | ZB1 | Southern Commissioning Group
[6 empty] | ZC040 | N. Ireland | ZB1 | South Eastern Commissioning Group
[6 empty] | ZC050 | N. Ireland | ZB1 | Western Commissioning Group
[6 empty] | ZT001 | N. Ireland | ZB1 | Belfast Health & Social Care Trust
[6 empty] | ZT002 | N. Ireland | ZB1 | Northern Heath & Social Care Trust
[6 empty] | ZT003 | N. Ireland | ZB1 | Southern Health & Social Care Trust
[6 empty] | ZT004 | N. Ireland | ZB1 | South Eastern Health & Social Care
[6 empty] | ZT005 | N. Ireland | ZB1 | Western Health & Social Care Trust
Note on C66: If the physical requirements for sample group members are one of the examples given below please indicate this in your responses to those options. If different, enter details in the comments section.
Note on D28: As opposed to where the Parent organisation is based. Note that this information is collected to check geographical coverage of the survey only. It is not usual to publish dose information by country or geographical region but if this is done then regions with few hospitals will be amalgamated with an appropriate region to prevent identification of specific hospitals.
Note on D29: If for reasons such as information governance you do not wish to enter the name of a specific hospital or clinic, please enter a code or pseudonym instead, making it clear that this is what you are doing. It is important for us to know the number of different hospitals that have contributed to each exam data set as this is one of the criteria for acceptance as a potential NDRL. Note that the results of the survey will be anonymised so that it will not be possible to identify which hospitals contributed to which exam data sets or results. Please contact me if you wish to discuss this with me.

## Radiology_System_General_Info
Mean & Median System doses | Plain Radiography Survey: Radiology System: General Information General information about the named radiography system (X-ray set) which will be common to all the exams performed on it |  |  | DO NOT EDIT!!!!! !! REALY, DON'T!!! CONTACT ME AND TELL ME WHAT IS BUGGING YOU SO I CAN FIX IT. |  |  |  |  | DO NOT EDIT!!!!! !! REALY, DON'T!!! CONTACT ME AND TELL ME WHAT IS BUGGING YOU SO I CAN FIX IT. |  | Per Patient Data |  |  | PHE analysis: | PHE analysis: |  | Do not edit |  | PHE analysis: |  | PHE analysis: |  |  | Per Patient Data |  | PHE analysis: | Do not edit |  |  | PHE analysis: | Do not edit |  | PHE analysis: | Do not edit |  | Per Patient Data |  |  |  | PHE analysis: | Do not edit | Per Patient Data |  |  | PHE analysis: | Do not edit |  | Per Patient Data |  |  |  | PHE analysis: | Do not edit |  | Per Patient Data |  |  | PHE analysis: | Do not edit |  |  | Per Patient Data |  |  | PHE analysis: | Do not edit |  | Per Patient Data |  |  | PHE analysis: | Do not edit
[5 empty] | PHE Support Information: Hospital/ clinic information |  |  |  | PHE Support Information: Drop down list contents |  | PHE Data management zone: Do not edit! |  |  | Do not edit | Do not edit |  |  |  | Do not edit |  | Do not edit | [9 empty] | Detectors
Field Codes: | Essential Information | Yellow entry field and field name followed by* indicates Essential information: - |  |  | (National hospital/clinic information) | [5 empty] | Radiography System Information: General | [10 empty] | DAP measurement |  | If DAP meter is not built in, how is DAP measured? [Can be free text entry: edit as required] | PHE QA Check: that each record does have a valid dose unit, if set for radiology system, protocol or entry and from list or off. If units entered in free text in D63, convert into an approved form. |  | DAP meter Calibration |  |  | Table | Number of detectors used with this system (1 at a time) | Detector 1 |  |  | Detector size: |  | Detector 1 Anitiscatter Grid |  | -100 = JRHS check form entry format and enter ratio value as single number |  |  | Detector 2 |  |  | Detector size: |  | Detector 2 Anitiscatter Grid |  | -100 = JRHS check form entry format and enter ratio value as single number |  |  | Detector 3 |  |  | Detector size: |  | Detector 3 Anitiscatter Grid |  | -100 = JRHS check form entry format and enter ratio value as single number |  |  | Detector 4 |  |  | Detector size: |  | Detector 4 Anitiscatter Grid |  | -100 = JRHS check form entry format and enter ratio value as single number
| Essential Information if not entered elsewhere | Pale Yellow: Essential Information if not entered elsewhere | [6 empty] | Text lists for Drop down lists | Lemon = List used on this sheet | Local Radiology System ID* | PHE Workbook/spreadsheet code | Responsible MPE or RPA or MP group | Imaging system: DR or CR? | Mobile unit?* | If mobile: environment typically used in | X-ray Gen: Manufacturer: | X-ray Gen: Model | Date of last tube replacement | Automatic Exposure Control available? | X-ray Gen: Any other information? | DAP meter: built in? | DAP meter: physical or digital? |  | DAP: standard dose units for on this radiology system (to be used for checking) | Essential information: supporting information? | Average: % diff | Doses adjusted by this factor? | DAP: Any other information | Table top: Al equivalence, mm Al |  | Name or ID | Manufacturer: | Model: | width (cm) | length (cm) | Present? Yes/No | Vibrating? Yes/No | Grid Ratio | Strips per cm | Detector 1: additional info | Name or ID | Manufacturer: | Model: | width (cm) | length (cm) | Present? Yes/No | Vibrating? Yes/No | Grid Ratio | Strips per cm | Detector 2: additional info | Name or ID | Manufacturer: | Model: | width (cm) | length (cm) | Present? Yes/No | Vibrating? Yes/No | Grid Ratio | Strips per cm | Detector 3: additional info | Name or ID | Manufacturer: | Model: | width (cm) | length (cm) | Present? Yes/No | Vibrating? Yes/No | Grid Ratio | Strips per cm | Detector 4: additional info | Radiology system, General: Any other information
| Very Useful Information | Blue entry field:- Not Essential but very useful, please do provide where possible:- |  |  | For use by PHE staff only: Organisational Information: Hospital/Clinic |  |  |  | Yes: Used for all protocols | Mobile systems used in | PRSS_Field_01 | PRSS_Field_02 | PRSS_Field_03 | PRSS_Field_04 | PRSS_Field_05 | PRSS_Field_06 | PRSS_Field_07 | PRSS_Field_08 | PRSS_Field_09 | PRSS_Field_10 | PRSS_Field_11 | PRSS_Field_12 | PRSS_Field_13 | PRSS_Field_14 | PRSS_Field_15 | PRSS_Field_16 | PRSS_Field_17 | PRSS_Field_18 | PRSS_Field_19 | PRSS_Field_20 | PRSS_Field_21 | PRSS_Field_22 | PRSS_Field_23 | PRSS_Field_24 | PRSS_Field_25 | PRSS_Field_26 | PRSS_Field_27 | PRSS_Field_28 | PRSS_Field_29 | PRSS_Field_30 | PRSS_Field_31 | PRSS_Field_32 | PRSS_Field_33 | PRSS_Field_34 | PRSS_Field_35 | PRSS_Field_36 | PRSS_Field_37 | PRSS_Field_38 | PRSS_Field_39 | PRSS_Field_40 | PRSS_Field_41 | PRSS_Field_42 | PRSS_Field_43 | PRSS_Field_44 | PRSS_Field_45 | PRSS_Field_46 | PRSS_Field_47 | PRSS_Field_48 | PRSS_Field_49 | PRSS_Field_50 | PRSS_Field_51 | PRSS_Field_52 | PRSS_Field_53 | PRSS_Field_54 | PRSS_Field_55 | PRSS_Field_56 | PRSS_Field_57 | PRSS_Field_58 | PRSS_Field_59 | PRSS_Field_60 | PRSS_Field_61 | PRSS_Field_62
| Supporting Information | White entry field:- Supporting information that is useful for more detailed assessment:- |  |  | DID regional England codes, plus NHS country codes and Independent code |  | No entry |  | Yes: Used for most protocols | Not applicable | No entry | No entry-No entry-Hyyyy-Rzzzz-PRSxxxxa-002 | No entry | No entry | No entry | No entry | No entry | No entry | 1899-12-31 | No entry | No entry : Check Notes box | No entry | No entry | No entry | No entry | No entry | -1500% | No entry | No entry | -15 | -15 | No entry | No entry | No entry | -15 | -15 | No entry | No entry | -15 | -15 | No entry | No entry | No entry | No entry | -15 | -15 | No entry | No entry | -15 | -15 | No entry | No entry | No entry | No entry | -15 | -15 | No entry | No entry | -15 | -15 | No entry | No entry | No entry | No entry | -15 | -15 | No entry | No entry | -15 | -15 | No entry | No entry
| PHE entry or information | Green field: Autofilled cell or PHE entry:- |  |  | DID English Hospital codes [other country hospital codes to be added] |  | No entry |  | Yes: used for selected protocols | Not known
[5 empty] | Hospital info 1: (Hospital Trust Attributes) |  | -15 |  | No: not used on this device | Ambulance
| Hospital/ Clinic Name | No entry |  |  | Hospital info 2: (Primary care catchment population) |  | -15 |  | Not known | On ward
| Radiology System: General Information (Radiology system previously called "Radiology Room" or "X-ray Room") |  |  |  | Hospital info 3: (number of beds) |  | -15 |  | General Information box | Operating theatre
| Essential Information |  |  |  | PHE Hospital/Clinic code |  | Hyyyy | text | DAP units | Accident and Emergency
| Local Radiology System Name*: |  |  |  | PHE X-ray System code |  | Rzzzz | text | Gy x cm2 (or shown as GYCM2) | Clinics
| Imaging system: DR or CR?* | (Drop down list. If Film or Other, enter details in Notes) |  |  | PHE Workbook code |  | PRSxxxxa |  | dGy x cm2 (or shown as DGYCM2) | Other: Notes in text box below
| Is this a mobile unit?* | (Drop down list) |  |  | PHE Workbook sheet code |  | 002 |  | cGy x cm2 (or shown as CGYCM2) | Other
| DAP dose Units used on this system* | (drop down list) |  |  | List of Hospital Types (JRHS:From Binley's 2016 directory and catchment from CQC reports.) |  |  |  | mGy x cm2 (or shown as MGYCM2)
| DAP dose Units if entry above is "Other". |  |  |  | 0 | Not known | Where services are being supervised by an NHS Trust in a unit run by a private healthcare company or CIC, the attributes of both organisations are given. Catchment will be for the NHS Trust. |  | µGy x cm2 (or shown as µGYCM2)
| DAP Calibration Correction Factor acquired from an independent ionisation chamber or solid state detector with a calibration traceable back to a national standard |  |  |  | 1 | Teaching Trust |  |  | dGy x m2 (or shown as DGYM2)
| If measured have reported doses been corrected by this factor? * (drop down list) |  |  |  | 2 | Acute Services |  |  | cGy x m2 (or shown as CGYM2)
| Any supporting information? | ("Notes" text box available for longer entries) |  |  | 3 | Foundation Trust |  |  | mGy x m2 (or shown as MGYM2)
| Very Useful and Supporting Information |  |  |  | 4 | Private Patient Services |  |  | µGy x m2 (or shown as µGYM2)
| Name of the MPE, RPA, Medical Physics group etc. responsible for system |  |  |  | 5 | Community Services: |  |  | Other
| If a mobile system, the environment or work is it typically used for? (e.g. ward, operating theatre) |  |  |  | 6 | Care Trust |  |  | Variable: see exam protocol
| X-ray Equipment: | Manufacturer: If "Other" enter name in "Any other information" |  |  |  | Medical sectors drop down list (List of my making: JRHS) |  |  | Not known
|  | Model: |  |  |  | NHS England |  |  | Mobile systems
| Date of last tube replacement | (dd mmm yyyy) |  |  |  | NHS Northern Ireland |  |  | No
| Automatic Exposure Control available? | (drop down list) |  |  |  | NHS Scotland |  |  | Not known (so treated as not mobile)
| X-ray production: Any other information? ("Additional Notes" text box available for longer entries:- cell B81) |  |  |  |  | NHS Wales |  |  | Yes: Mobile system
[6 empty] | Gibraltar Health Authority |  |  | Yes: Portable system
| DAP Measurement |  |  |  |  | NHS England /CIC |  |  | Yes: other - see notes in text box below | Detector Manufacturers
| Does the system have a built in DAP meter? | (Drop down list: Yes/No) |  |  |  | NHS Northern Ireland /CIC |  |  | Yes: other | Arcoma
| If yes, is it physical or digital? | (drop down list) |  |  |  | NHS Scotland /CIC |  |  | X-ray gen. Manufacturers | AGFA
| If No, how is DAP measured? | ("Additional Notes" text box available for longer entries) |  |  |  | NHS Wales /CIC |  |  | Arcoma | Canon Medical (previously Toshiba)
| DAP Calibration Correction Factor (if available) from an independent ionisation chamber or solid state detector, calibration traceable back to a national standard |  |  |  |  | Commercial: NHS Contract(s) Only |  |  | AGFA | Carestream Health
| DAP calibration correction factor: | Average Ratio or Percentage difference, % |  |  |  | Commercial |  |  | Canon Medical (previously Toshiba) | CPI
| Any other DAP information? ( enter in Text box below) |  |  |  |  | Independent Non-profit including CIC |  |  | Carestream Health | DelftDI Canon
[6 empty] | MoD |  |  | CPI | Fischer
[6 empty] | Prison: Public Sector |  |  | DelfDI Canon | Fujifilm
| Table/Bed | Table top Aluminium equivalence, mm Al | mmAl |  |  | Prison: Contractor |  |  | Fischer | GE Healthcare
| Detectors (CR: treat all cassettes as 1 detector; DR: Count all detectors used with system including those shared with other systems) |  |  |  |  | Public Sector: Other |  |  | Fujifilm | Hitachi Healthcare
| Number of Detectors used with this system: |  |  |  |  | Other |  |  | GE Healthcare | Hologic
| Detector 1 | Local ID: |  |  |  | Not known |  |  | Hitachi Healthcare | Konica
|  | Manufacturer: If "Other" enter in "Any other information" | [6 empty] | Hologic | Perkin Elmer
|  | Model: |  |  |  | CIC = Community interest company |  |  | Konica | Philips Healthcare
|  | Size: width (cm) | cm | [5 empty] | Perkin Elmer | Samsung
|  | Size: length (cm) | cm | [5 empty] | Philips Healthcare | Sedecal OEM
| Antiscatter Grid | Available? Yes/No | [6 empty] | Samsung | Siemens Healthcare
|  | Vibrating? Yes/No | [6 empty] | Sedecal OEM | Shimadzu Corporation
|  | Grid Ratio: enter in form X to 1 | [6 empty] | Siemens Healthcare | Toshiba Medical
|  | Grid frequency: strips per cm | cm-1 | [5 empty] | Shimadzu Corporation | Trixell Detectors
| Any other information? | ("Notes" text box available below for longer entries) | [6 empty] | Toshiba Medical | Wolverson
| Detector 2 | Local ID: | [6 empty] | Trixell Detectors | Xograph
|  | Manufacturer: If "Other" enter in "Any other information" | [6 empty] | Wolverson | Ziehm
|  | Model: | [6 empty] | Xograph | Other
|  | Size: width (cm) | cm | [5 empty] | Ziehm | Unknown
|  | Size: length (cm) | cm | [5 empty] | Other
| Antiscatter Grid | Available? Yes/No | [6 empty] | Unknown
| (Note: Essential information only if detector exists) | Vibrating? Yes/No
|  | Grid Ratio: enter in form X to 1 | [6 empty] | 25
|  | Grid frequency: strips per cm | cm-1
| Any other information? | ("Notes" text box available for longer entries)
| Detector 3 | Local ID:
Manufacturer: If "Other" enter in "Any other information"
Model:
|  | Size: width (cm) | cm
|  | Size: length (cm) | cm
| Antiscatter Grid | Available? Yes/No
| (Note: Essential information only if detector exists) | Vibrating? Yes/No
Grid Ratio: enter in form X to 1
|  | Grid frequency: strips per cm | cm-1
| Any other information? | ("Notes" text box available for longer entries)
| Detector 4 | Local ID:
Manufacturer: If "Other" enter in "Any other information"
Model:
|  | Size: width (cm) | cm
|  | Size: length (cm) | cm
| Antiscatter Grid | Available? Yes/No
| (Note: Essential information only if detector exists) | Vibrating? Yes/No
Grid Ratio: enter in form X to 1
|  | Grid frequency: strips per cm | cm-1
| Any other information? | ("Notes" text box available for longer entries)
If more than 4 detector are used with this system either add information to "Notes" text box or copy this part of the table, paste it further down this columns and fill.
Additional Notes on Radiology System: General (Enter additional information below: new line: alt-enter)
Will need to add on Hospital codes for other countries…
Note on C21: This is to be able to check if the same MPE or MP group were responsible for a significant fraction of the radiology systems whose median/mean dose values may be used to determine a proposed NDRL value.
Note on C34: If ratio: Traceable DAP meter reading/System DAP meter reading If percentage difference: (System DAP meter reading - Traceable DAP meter reading) x 100 /Traceable DAP meter reading If possible take an average of low, medium and high dose rate measurements
Note on C48: Ratio = height of lead strips/ distance between lead strips
Note on C58: Ratio = height of lead strips/ distance between lead strips
Note on C68: Ratio = height of lead strips/ distance between lead strips
Note on C78: Ratio = height of lead strips/ distance between lead strips

## Info Data and Statistics Notes
Guidance on assessing Mean, Median and other statistical values for Dose Survey
These notes are for guidance only. Most centres will already have their own procedures in place for quality assuring data and assessing the mean, median and other statistical values. It is expected that such existing local procedures will be used for submissions to this survey. However, if your procedures differ significantly from what is suggested below we would be very interested to know about your approach.
Similarly, there is a lot of knowledge of, and expertise in, statistics in medical physics teams. The purpose of these notes is to set out the statistical values we are asking for, and an outline of how they are calculated. Again, we would be interested in knowing if you do anything significantly different.
Data sample checks
The following checks on exam data entries are advised. Most or all of these steps are likely to have already been performed as routine procedures and QA.
1. Ensure that the patient records in the sample are for the correct exam, and for the correct radiology system and that the radiology system is still in use.
2. That all patient records are for adult patients (aged 16y or older).
3. No non-patient exposures (e.g. phantom measurements) have been included.
4. That the dose units for each patient record are correct.
5. For a specific exam and X-ray system combination, if different dose units are used for individual patients, convert doses so that all are in the same dose units.
6. Check that these are the dose units entered for the exam/projection/procedure on the “System Mean Median Dose Data” spreadsheet, and correct the spreadsheet entry if required.
7. Similarly ensure that any other data you submit for each patient record, such as weight (kg) and height (metres), are also in their correct units.
Correct dose units are especially important in a national dose survey were many sets of data from many sources need to be combined.
Data “cleaning”
Data submitted for the dose survey should be representative of doses to the imaged patient population.
However, it is appropriate to exclude some data.
1. Exclude entries identified as being of insufficient image quality for diagnosis (i.e. Repeat exposures were necessary).
2. Exclude any entries that are noted in the RIS/dose management system or elsewhere as being anomalous or problematic etc.
3. If weight information is not available or is not being submitted it is advisable to exclude results from persons who are likely to be significantly overweight or underweight for any reason.
4. If there are any entries that seem to be some factor of 10, 100 or 1,000 different from most of the other entries check that the entry’s dose units are correct.
5. For abnormally low doses for IR and fluoroscopy check if exam or procedure was cut short (very short fluoroscopy time and/or no acquisition runs may be a useful indicator) and if so, exclude.
6. For abnormally high doses for IR and fluoroscopy check if the exam or procedure is incorrectly labelled and that additional imaging or procedures were performed for that exposure, and if so exclude. Again, fluoroscopy time and the number of acquisition runs performed can be a useful indicator.
7. For Plain Radiography if the sample contains groups of entries with significantly different doses check to see if the exam sample contains two or more different protocols or exams using different numbers of projections. In such cases, consider dividing the sample into these different groups and submit the results for each group separately, stating how they differ.
Some centres also use
· statistical tests such as Grubb’s Test to identify and exclude outliers
· For large samples the exclusion of the top and bottom 5% of dose results.
It is outside the role of this survey to advocate the adoption of any specific method of data processing. However, we would be interest to know when such methods are used, so please do indicate this in Dose Data Collection Methodology form on the “Contact Information” worksheet.
Having checked your data, ensured that all errant values have been removed and that the remaining entries are in the same units, the requested statistical values can be assessed.
Statistical values
Note: The following information is based on using Microsoft Excel. In Excel all of the parameters discussed below can be calculated from your sample data in one go if your copy of Excel includes the Data Analysis tool pack and you can enter your sample data into an Excel spreadsheet. On the Data tab click on Data Analysis and then select “descriptive statistics”. In pop-up box for “descriptive statistics” enter the sample data’s range of cells, enter the start cell for the block of cells where you want the results to be shown, check the summary statistics box, and enter 95% in the confidence level for the mean box.
However if this option is not available to you the following functions can be used.
Mean: often called the average.
In Excel the following function can be used: “=AVERAGE()”
in which the data for which the mean is required can be entered either as values,
e.g. “=AVERAGE(10,1,9,2,8,3,7,4,6,5), or as the range of worksheet cells in which they are stored e.g. “=AVERAGE(K2:K11)”.
Sample Standard Deviation:
The standard deviation gives a measure of how much variation there is likely to be around the mean value. The sample standard deviation is requested rather than the population standard deviation as the sample is only a selection of the qualities of interest (e.g. sample of chest x-rays doses for system X) rather than all of them (e.g. every chest x-ray doses for system X).
In Excel use the function “=STDEV.S(…)” with the brackets containing either all the individual values separated by commas, or the spreadsheet cell address were the sample entry values are entered.
If using an older version of Excel it is appropriate to use the function STDEV rather than STDEVP.
Median:
The median is the mid-point of the values in the sample when arranged from lowest to highest value.
In Excel the most appropriate function to use is “=MEDIAN (….)”, with the brackets containing either all the individual values separated by commas, or the values’ spreadsheet cell address if they are entered in the spreadsheet.
The median is also the 50th percentile of the distribution and the second quartile. So the two Excel functions
“=PERCENTILE.INC (K9:K17, 0.5)”
and | “=QUARTLE.INC (K9:K17, 2)
could also be used, these examples being for values entered in the cells K2 to K11. Both of these functions require the first entry in the brackets to be a single range of cell addresses (e.g. K9:K17) for which the median (either as the 50th percentile or 2nd quartile) needs to be calculated.
For “=PERCENTILE.INC ()” the decimal fraction after the comma in the brackets “, 0.5” asks for the value below which 50% of sample entry values fall.
For “=QUARTILE.INC ()” the 2 after the comma in the brackets, “,2” asks for the second quartile value (i.e. median value) of the sample entries.
For consistency of approach, please use the Excel functions PERCENTILE.INC () or QUARTILE.INC () and not the closely related PERCENTILE.EXC or QUARTILE.EXC. This is to maintain consistency with the analysis performed in previous national dose surveys.
If you are using an older version of Excel use the functions PERCENTILE () or QUARTLE ().
25th Percentile and 75th Percentile
The 25th Percentile is the value which a quarter of the sample values are less than. The 75th Percentile is the value which three quarters of the sample values are less than. These two values are useful because they give an indication of how asymmetrically the data is distributed and can be used to calculate the interquartile half-range, roughly the equivalent for the median of the standard deviation of the mean.
In Excel for values entered in cells K9 to K17,
· The 25th percentile is given by “=PERCENTILE.INC (K9:K17, 0.25)”.
· The 75th percentile is given by “=PERCENTILE.INC (K9:K17, 0.75)”
Or using the Quartile function by
· The 25th percentile is given by “=QUARTILE.INC(K2:K11,1)”, 1 being for 1st quartile
· The 75th percentile is given by “=QUARTILE.INC(K2:K11,3)”, 3 being for 3rd quartile
95% Confidence interval
The 95% confidence interval of the mean gives the range that you can be 95% confident (19 times out of 20) contains the true value of the mean. The 95% confidence interval is calculated from the standard deviation, the sample size and the appropriate student t value for your data.
In Excel the function “= CONFIDENCE.T (0.05, standard deviation, sample size)” can be used to calculate the 95% confidence interval. The initial value 0.05 represents, α, the fraction of the distribution that is outside the 95% confidence interval. The standard deviation and the sample size can be entered either as numbers or as cell references.
The alternate Excel function CONFIDENCE.NORM () and the original Excel function CONFIDENCE () returns different values. Please try to avoid using them. However, if you do use either of these functions then note that the first entry in the function (α) should be 0.025 rather than 0.05, the fraction of distribution area outside the confidence interval divided by two.
Note that we are requesting just one value for the 95% confidence interval, as is given by the Excel function, and not for two numbers giving the upper and lower limits of the range that this value indicates.

## R_System_Mean_Median_Dose_Data
Mean & Median System doses | Plain Radiography Survey: Data Entry by System Means and Medians |  |  | Field codes: | Essential Information: Yellow field and a * after name | Pale Yellow: Essential Information if not entered elsewhere | Blue: Very Useful Information | White: Supporting Information | Green: PHE entry or autofill |  | Additional useful information (enter as much or as little as you wish) | [117 empty] | This information will assist in Monte Carlo modelling of exposures to assess typical effective doses and may identify why DAP values differ. | [59 empty] | This information will assist in Monte Carlo modelling of exposures to assess typical effective doses and may identify why DAP values differ. | [59 empty] | This information will assist in Monte Carlo modelling of exposures to assess typical effective doses and may identify why DAP values differ. | [97 empty] | Plain Radiography Survey: Data Entry by System Means and Medians One radiology system, averaged data of many exams on this sheet: make copies of sheet as required |  |  | DO NOT EDIT!!!!! !! REALY, DON'T!!! CONTACT ME AND TELL ME WHAT IS BUGGING YOU SO I CAN FIX IT. |  |  | For use by PHE staff only: Organisational Information: Hospital/Clinic |  | Plain Rad System Mean and median system data |  |  |  |  | Plain Rad System Mean and median system data | [309 empty] | End of form
| Radiology System: | No entry | [12 empty] | Patient weight information | [334 empty] | PHE Support Information: Drop down list contents and Exam list with main SNOMED-CT and NICIP codes |  |  | PHE Workbook code | PRSxxxxa | [23 empty] | No record entry= -45 or if a date 31/01/1900 | [291 empty] | End of form
| Hospital/Clinic Name: | No entry | [5 empty] | DAP Information |  | System default units |  |  |  |  | Weight sample size, Mean and Median Weight should be marked as Essential but are not as it is known that many do not collect weight data. Weight data is most important for smaller groups (< 20 patients). | [6 empty] | Mean and Median DAP Dose for individual projections or images: | [47 empty] | Mean and Median DAP Dose for individual projections or images: | [32 empty] | Data on Patient Sample | [25 empty] | Please enter your usual or recommended protocol settings, please state in Any Other Information (column EI) if information is from a different source. | [59 empty] | Please enter your usual or recommended protocol settings, please state in Any Other Information (column EI) if information is from a different source. | [59 empty] | Please enter your usual or recommended protocol settings, please state in Any Other Information (column EI) if information is from a different source. | [90 empty] | Additional information | [12 empty] | PHE Workbook sheet code | -SMD | PHE analysis: |  |  | Do not edit | [19 empty] | No field entry = -15 or if a date 01/01/1900 |  | System Default Dose units | [289 empty] | End of form
| Essential Fields are columns C, D or F, and G to M Other highly desirable entries are: P: Number of projections, Q-S Mean and median Weight, and T-AO: additional DAP information . |  |  |  |  | Sample: Sex selection* | Complete Exam DAP Dose Index Values* |  |  | No dose units entered |  | Sample collection period | [5 empty] | Additional DAP value distribution information |  |  |  | Entries for mean and median DAP are provided for up to 20 projections or images. Alternatively, a complete record could be entered for a given projection. | [47 empty] | Entries for mean and median DAP are provided for up to 20 projections or images. Alternatively, a complete record could be entered for a given projection. | [32 empty] | Sample: Additional Patient weight information (to data in columns Q-S) | [5 empty] | Sample: Patient age information This spreadsheet is for adult data only so the minimum age should be 16 years or above. | [7 empty] | Sample composition: Sex |  |  |  | Sample: Height information it is know that adult height data is rarely collected but this information is of interest where available | [7 empty] | Projection/Image 1 | [9 empty] | Projection/Image 2 | [9 empty] | Projection/Image 3 | [9 empty] | Projection/Image 4 | [9 empty] | Projection/Image 5 | [9 empty] | Projection/Image 6 | [9 empty] | Projection/Image 7 | [9 empty] | Projection/Image 8 | [9 empty] | Projection/Image 9 | [9 empty] | Projection/Image 10 | [9 empty] | Projection/Image 11 | [9 empty] | Projection/Image 12 | [9 empty] | Projection/Image 13 | [9 empty] | Projection/Image 14 | [9 empty] | Projection/Image 15 | [9 empty] | Projection/Image 16 | [9 empty] | Projection/Image 17 | [9 empty] | Projection/Image 18 | [9 empty] | Projection/Image 19 | [9 empty] | Projection/Image 20 | [10 empty] | Additional empty fields for any other information you wish to add | [16 empty] | Dose Data Collection Methods: specific to individual system/exam entries | [6 empty] | SMD = system mean/median DAP | PHE System Exam Mean/Median dose Record ID |  | Exam Name and Record ID |  |  | PHE entry 1 |  | SNOMED-CT and NICIP code info | [5 empty] | Dose Data Collection Methods: specific to individual system/exam entries |  | Survey sample information |  |  | Sample information: Sex |  |  |  |  | Sample collection period |  | No dose units entered | Complete Exam DAP Dose Index Values | [6 empty] | Projection DAP data and names | [18 empty] | Sample: Patient weight information | [11 empty] | Sample: Patient age information | [9 empty] | Sample Height information | [8 empty] | Projection/Image 1 | [9 empty] | Projection/Image 2 | [9 empty] | Projection/Image 3 | [9 empty] | Projection/Image 4 | [9 empty] | Projection/Image 5 | [9 empty] | Projection/Image 6 | [10 empty] | FOR ANY ADDITIONAL FIELDS CONTRIBUTOR WISHS TO ENTER | [30 empty] | Projection/Image 7 | [9 empty] | Projection/Image 8 | [9 empty] | Projection/Image 9 | [9 empty] | Projection/Image 10 | [9 empty] | Projection/Image 11 | [9 empty] | Projection/Image 12 | [9 empty] | Projection/Image 13 | [9 empty] | Projection/Image 14 | [9 empty] | Projection/Image 15 | [9 empty] | Projection/Image 16 | [9 empty] | Projection/Image 17 | [9 empty] | Projection/Image 18 | [9 empty] | Projection/Image 19 | [9 empty] | Projection/Image 20
| PHE Exam Record No (PHE notation) | Contributor's System Exam Record ID Your reference for identifying each exam record in case of a query. | Exam* From drop down list If not on list select "Y01. Other" and enter exam name in column F (after Notes column) | PHE Support Notes for Exam (Increase row height as required so all of Note visible.) Also given in column D of Exam List page. | Exam name if not on PHE list *Essential for an exam is not on the drop down list in column D or "Other" selected | Data can be entered for All patients, or for Female or Male patients.* Submit "All patients" data for every exam for which data is submitted. | DAP Sample Size: number of DAP results in sample* | System Sample Mean DAP for Complete Exam* | System Median DAP for Complete Exam* | DAP dose units: Essential if* system default units shown in M4 do not apply to a specific record or if dose units are not entered on Radiology System page. Select units from drop down list or enter. | Your Standard Local Protocol Name If the Exam Name and Notes could apply to several protocols for this system enter the name of the most commonly used protocol. (Enter other names in Column EP) | Start date | End Date | Number of projections and/or images for Exam If variable enter Mode Select 1 for single projection | Number in sample that contributed to weight data. [*Essential if weight data given] | Mean weight, kg Please provide whenever possible, especially for small sample sizes. | Median weight, kg Please provide whenever possible, especially for small sample sizes. | DAP: Complete Exam Sample Standard Deviation | Complete Exam DAP: 25th Percentile | Complete Exam: DAP 75th Percentile | Complete Exam DAP: 95% confidence interval | Projection/Image 1 name drop down list or over write or enter in column BZ if required, widen column as required. | Projection 1 sample size | Projection/Image 1 Mean DAP | Projection/Image 1 Median DAP | Projection/Image 2 name drop down list or over write or enter in column CJ if required, widen column as required. | Projection 2 sample size | Projection/Image 2 Mean DAP | Projection/Image 2 Median DAP | Projection/Image 3 name drop down list or over write or enter in column CT if required, widen column as required. | Projection 3 sample size | Projection/Image 3 Mean DAP | Projection/Image 3 Median DAP | Projection/Image 4 name drop down list or over write or enter in column DD if required, widen column as required. | Projection 4 sample size | Projection/Image 4 Mean DAP | Projection/Image 4 Median DAP | Projection/Image 5 name drop down list or over write or enter in column DN if required, widen column as required. | Projection 5 sample size | Projection/Image 5 Mean DAP | Projection/Image 5 Median DAP | Projection/ Image 6 name drop down list or over write or enter in column DX if required, widen column as required. | Projection 6 sample size | Projection/Image 6 Mean DAP | Projection/Image 6 Median DAP | Projection/Image 7 name drop down list or over write or enter in column BZ if required, widen column as required. | Projection 7 sample size | Projection/Image 7 Mean DAP | Projection/Image 7 Median DAP | Projection/Image 8 name drop down list or over write or enter in column CJ if required, widen column as required. | Projection 8 sample size | Projection/Image 8 Mean DAP | Projection/Image 8 Median DAP | Projection/Image 9 name drop down list or over write or enter in column CT if required, widen column as required. | Projection 9 sample size | Projection/Image 9 Mean DAP | Projection/Image 9 Median DAP | Projection/Image 10 name drop down list or over write or enter in column DD if required, widen column as required. | Projection 10 sample size | Projection/Image 10 Mean DAP | Projection/Image 10 Median DAP | Projection/Image 11 name drop down list or over write or enter in column DN if required, widen column as required. | Projection 11 sample size | Projection/Image 11 Mean DAP | Projection/Image 11 Median DAP | Projection/ Image 12 name drop down list or over write or enter in column DX if required, widen column as required. | Projection 12 sample size | Projection/Image 12 Mean DAP | Projection/Image 12 Median DAP | Projection/Image 13 name drop down list or over write or enter in column BZ if required, widen column as required. | Projection 13 sample size | Projection/Image 13 Mean DAP | Projection/Image 13 Median DAP | Projection/Image 14 name drop down list or over write or enter in column CJ if required, widen column as required. | Projection 14 sample size | Projection/Image 14 Mean DAP | Projection/Image 14 Median DAP | Projection/Image 15 name drop down list or over write or enter in column CT if required, widen column as required. | Projection 15 sample size | Projection/Image 15 Mean DAP | Projection/Image 15 Median DAP | Projection/Image 16 name drop down list or over write or enter in column DD if required, widen column as required. | Projection 16 sample size | Projection/Image 16 Mean DAP | Projection/Image 16 Median DAP | Projection/Image 17 name drop down list or over write or enter in column DN if required, widen column as required. | Projection 17 sample size | Projection/Image 17 Mean DAP | Projection/Image 17 Median DAP | Projection/ Image 18 name drop down list or over write or enter in column DX if required, widen column as required. | Projection 18 sample size | Projection/Image 18 Mean DAP | Projection/Image 18 Median DAP | Projection/Image 19 name drop down list or over write or enter in column DN if required, widen column as required. | Projection 19 sample size | Projection/Image 19 Mean DAP | Projection/Image 19 Median DAP | Projection/ Image 20 name drop down list or over write or enter in column DX if required, widen column as required. | Projection 20 sample size | Projection/Image 20 Mean DAP | Projection/Image 20 Median DAP | DAP: Any other information | Weight, Sample Standard Deviation kg | Weight, 25th percentile, kg | Weight, 75th percentile, kg | Weight, Min kg | Weight, Max kg | Weight: Any other information | Number of sample members that contributed to age data. [*Essential if age data given] | Mean Age, years | Median Age, years | Minimum Age, years | Maximum Age, years | Age, sample standard deviation, years | 25th percentile of age distribution, years | 75th percentile of age distribution, year | Number of Females in sample | Number of Males in sample | Number of Other sex/gender in sample | Number in sample with sex not stated | Number of sample members that contributed to height data. [*Essential if height data given] | Mean Height, meters | Median Height, meters | Height, Sample Standard Deviation, meters | Height, 25th percentile, meters | Height, 75th percentile, meters | Minimum Height, meters | Maximum Height, meters | Detector used: as listed in Radiology System - General Info | Anti-scatter grid used? (drop down list) | Focus-detector distance, cm | Total tube filtration as mm Aluminium equivalent (mm Al) | Automatic Exposure Control used? drop down list | Tube Voltage: Typical value for projection kVp | Exposure setting: (Tube current x time) Typical for projection See cell comment mAs | Patient Position drop down list: put extra info in "Any other information": column BX | Detector in Bucky? drop down list | Any other information on Projection/Image 1 | Detector used: as listed in Radiology System - General Info | Anti-scatter grid used? (drop down list) | Focus-detector distance, cm | Total tube filtration as mm Aluminium equivalent (mm Al) | Automatic Exposure Control used? drop down list | Tube Voltage: Typical value for projection kVp | Exposure setting: (Tube current x time) Typical for projection See cell comment mAs | Patient Position drop down list: put extra info in "Any other information": column CH | Detector in Bucky? drop down list | Any other information on Projection/Image 2 | Detector used: as listed in Radiology System - General Info | Anti-scatter grid used? (drop down list) | Focus-detector distance, cm | Total tube filtration as mm Aluminium equivalent (mm Al) | Automatic Exposure Control used? drop down list | Tube Voltage: Typical value for projection kVp | Exposure setting: (Tube current x time) Typical for projection See cell comment mAs | Patient Position drop down list: put extra info in "Any other information": column CR | Detector in Bucky? drop down list | Any other information on Projection/Image 3 | Detector used: as listed in Radiology System - General Info | Anti-scatter grid used? (drop down list) | Focus-detector distance, cm | Total tube filtration as mm Aluminium equivalent (mm Al) | Automatic Exposure Control used? drop down list | Tube Voltage: Typical value for projection kVp | Exposure setting: (Tube current x time) Typical for projection See cell comment mAs | Patient Position drop down list: put extra info in "Any other information": column DB | Detector in Bucky? drop down list | Any other information on Projection/Image 4 | Detector used: as listed in Radiology System - General Info | Anti-scatter grid used? (drop down list) | Focus-detector distance, cm | Total tube filtration as mm Aluminium equivalent (mm Al) | Automatic Exposure Control used? drop down list | Tube Voltage: Typical value for projection kVp | Exposure setting: (Tube current x time) Typical for projection See cell comment mAs | Patient Position drop down list: put extra info in "Any other information": column DL | Detector in Bucky? drop down list | Any other information on Projection/Image 5 | Detector used: as listed in Radiology System - General Info | Anti-scatter grid used? (drop down list) | Focus-detector distance, cm | Total tube filtration as mm Aluminium equivalent (mm Al) | Automatic Exposure Control used? drop down list | Tube Voltage: Typical value for projection kVp | Exposure setting: (Tube current x time) Typical for projection See cell comment mAs | Patient Position drop down list: put extra info in "Any other information": column DV | Detector in Bucky? drop down list | Any other information on Projection/Image 6 | Detector used: as listed in Radiology System - General Info | Anti-scatter grid used? (drop down list) | Focus-detector distance, cm | Total tube filtration as mm Aluminium equivalent (mm Al) | Automatic Exposure Control used? drop down list | Tube Voltage: Typical value for projection kVp | Exposure setting: (Tube current x time) Typical for projection See cell comment mAs | Patient Position drop down list: put extra info in "Any other information": column BX | Detector in Bucky? drop down list | Any other information on Projection/Image 7 | Detector used: as listed in Radiology System - General Info | Anti-scatter grid used? (drop down list) | Focus-detector distance, cm | Total tube filtration as mm Aluminium equivalent (mm Al) | Automatic Exposure Control used? drop down list | Tube Voltage: Typical value for projection kVp | Exposure setting: (Tube current x time) Typical for projection See cell comment mAs | Patient Position drop down list: put extra info in "Any other information": column CH | Detector in Bucky? drop down list | Any other information on Projection/Image 8 | Detector used: as listed in Radiology System - General Info | Anti-scatter grid used? (drop down list) | Focus-detector distance, cm | Total tube filtration as mm Aluminium equivalent (mm Al) | Automatic Exposure Control used? drop down list | Tube Voltage: Typical value for projection kVp | Exposure setting: (Tube current x time) Typical for projection See cell comment mAs | Patient Position drop down list: put extra info in "Any other information": column CR | Detector in Bucky? drop down list | Any other information on Projection/Image 9 | Detector used: as listed in Radiology System - General Info | Anti-scatter grid used? (drop down list) | Focus-detector distance, cm | Total tube filtration as mm Aluminium equivalent (mm Al) | Automatic Exposure Control used? drop down list | Tube Voltage: Typical value for projection kVp | Exposure setting: (Tube current x time) Typical for projection See cell comment mAs | Patient Position drop down list: put extra info in "Any other information": column DB | Detector in Bucky? drop down list | Any other information on Projection/Image 10 | Detector used: as listed in Radiology System - General Info | Anti-scatter grid used? (drop down list) | Focus-detector distance, cm | Total tube filtration as mm Aluminium equivalent (mm Al) | Automatic Exposure Control used? drop down list | Tube Voltage: Typical value for projection kVp | Exposure setting: (Tube current x time) Typical for projection See cell comment mAs | Patient Position drop down list: put extra info in "Any other information": column DL | Detector in Bucky? drop down list | Any other information on Projection/Image 11 | Detector used: as listed in Radiology System - General Info | Anti-scatter grid used? (drop down list) | Focus-detector distance, cm | Total tube filtration as mm Aluminium equivalent (mm Al) | Automatic Exposure Control used? drop down list | Tube Voltage: Typical value for projection kVp | Exposure setting: (Tube current x time) Typical for projection See cell comment mAs | Patient Position drop down list: put extra info in "Any other information": column DV | Detector in Bucky? drop down list | Any other information on Projection/Image 12 | Detector used: as listed in Radiology System - General Info | Anti-scatter grid used? (drop down list) | Focus-detector distance, cm | Total tube filtration as mm Aluminium equivalent (mm Al) | Automatic Exposure Control used? drop down list | Tube Voltage: Typical value for projection kVp | Exposure setting: (Tube current x time) Typical for projection See cell comment mAs | Patient Position drop down list: put extra info in "Any other information": column BX | Detector in Bucky? drop down list | Any other information on Projection/Image 13 | Detector used: as listed in Radiology System - General Info | Anti-scatter grid used? (drop down list) | Focus-detector distance, cm | Total tube filtration as mm Aluminium equivalent (mm Al) | Automatic Exposure Control used? drop down list | Tube Voltage: Typical value for projection kVp | Exposure setting: (Tube current x time) Typical for projection See cell comment mAs | Patient Position drop down list: put extra info in "Any other information": column CH | Detector in Bucky? drop down list | Any other information on Projection/Image 14 | Detector used: as listed in Radiology System - General Info | Anti-scatter grid used? (drop down list) | Focus-detector distance, cm | Total tube filtration as mm Aluminium equivalent (mm Al) | Automatic Exposure Control used? drop down list | Tube Voltage: Typical value for projection kVp | Exposure setting: (Tube current x time) Typical for projection See cell comment mAs | Patient Position drop down list: put extra info in "Any other information": column CR | Detector in Bucky? drop down list | Any other information on Projection/Image 15 | Detector used: as listed in Radiology System - General Info | Anti-scatter grid used? (drop down list) | Focus-detector distance, cm | Total tube filtration as mm Aluminium equivalent (mm Al) | Automatic Exposure Control used? drop down list | Tube Voltage: Typical value for projection kVp | Exposure setting: (Tube current x time) Typical for projection See cell comment mAs | Patient Position drop down list: put extra info in "Any other information": column DB | Detector in Bucky? drop down list | Any other information on Projection/Image 16 | Detector used: as listed in Radiology System - General Info | Anti-scatter grid used? (drop down list) | Focus-detector distance, cm | Total tube filtration as mm Aluminium equivalent (mm Al) | Automatic Exposure Control used? drop down list | Tube Voltage: Typical value for projection kVp | Exposure setting: (Tube current x time) Typical for projection See cell comment mAs | Patient Position drop down list: put extra info in "Any other information": column DL | Detector in Bucky? drop down list | Any other information on Projection/Image 17 | Detector used: as listed in Radiology System - General Info | Anti-scatter grid used? (drop down list) | Focus-detector distance, cm | Total tube filtration as mm Aluminium equivalent (mm Al) | Automatic Exposure Control used? drop down list | Tube Voltage: Typical value for projection kVp | Exposure setting: (Tube current x time) Typical for projection See cell comment mAs | Patient Position drop down list: put extra info in "Any other information": column DV | Detector in Bucky? drop down list | Any other information on Projection/Image 18 | Detector used: as listed in Radiology System - General Info | Anti-scatter grid used? (drop down list) | Focus-detector distance, cm | Total tube filtration as mm Aluminium equivalent (mm Al) | Automatic Exposure Control used? drop down list | Tube Voltage: Typical value for projection kVp | Exposure setting: (Tube current x time) Typical for projection See cell comment mAs | Patient Position drop down list: put extra info in "Any other information": column DL | Detector in Bucky? drop down list | Any other information on Projection/Image 19 | Detector used: as listed in Radiology System - General Info | Anti-scatter grid used? (drop down list) | Focus-detector distance, cm | Total tube filtration as mm Aluminium equivalent (mm Al) | Automatic Exposure Control used? drop down list | Tube Voltage: Typical value for projection kVp | Exposure setting: (Tube current x time) Typical for projection See cell comment mAs | Patient Position drop down list: put extra info in "Any other information": column DV | Detector in Bucky? drop down list | Any other information on Projection/Image 20 | Standard Protocol: Any other information (new line within cell: alt-return. Adjust row height as required.) | Enter field name here | Enter field name here | Enter field name here | Enter field name here | Enter field name here | Enter field name here | Enter field name here | Enter field name here | Enter field name here | Enter field name here | SNOMED-CT code assumed by PHE for Exam (entry of #N/A given when no entry in column D) | Do you use this code? Yes/No /SNOMED not used | SNOMED-CT name for "Other" exams or if in disagreement with that listed in DZ | NICIP Code(s) assumed by PHE for Exam (entry of #N/A given when no entry in column D) | Do you use this code? Yes/No /NICIP not used | NICIP name for "Other" exams or if in disagreement with those listed | Other local protocols performed on this radiology system that this Exam name and Notes would apply to: If data for this Exam includes data from other protocols performed on this system please list them below. This helps us check data has been collected for similar exposures. (New line in same cell: alt-enter) | Was data collected differently for this Exam? (drop down list below) | Additional information on how data was collected for this exam on this radiology system. | Any other Information | [5 empty] | PHE Exam Record No. | PHE system M/M record code (region, trust, hospital, system, workbook, spreadsheet, entry number) | Contributor's System Exam Record ID Their reference for identifying system mean/median dose records in case of a query. | Exam Name* From List or Other ("No record" will be listed if no exam is entered) | (Hospital's) Standard Protocol name* | >1 protocol name entered? Y/N? | Additional Local protocol name(s) More than one name may be entered. Support information | PHE SNOMED-CT Name and Code support information | Submitter agrees with PHE SNOMED-CT code | SNOMED-CT name for "Other" exams or if in disagreement with those listed | PHE NICIP Name and Code support information | Submitter agrees with PHE NICIP code | NICIP name for "Other" exams or if in disagreement with those listed | Was Data collected differently for this Exam/Procedure? (drop down list below) | How Dose Data Collection differs for this exam record. | Number of projections and or images in exam Median to be entered if variable. | Patient sample sex: All patients female male | Sample size | Number of females in sample | Number of males in sample | Number of "other gender" in sample | Number in sample with sex not stated. | PHE check column Sample composition: Information on sex of sample given? Yes or No | Start date* | End Date* | DAP dose units: Essential if* system default units shown in S4 do not apply to a specific record or dose units not entered on Radiology System page. Select units from drop down list or enter. | Complete Exam DAP System mean dose* | Complete Exam DAP Sample Standard Deviation | Complete Exam DAP System median dose* | Complete Exam DAP 25th Percentile | Complete Exam DAP 75th Percentile | PHE: DAP Interquartile range | Complete Exam DAP 95% confidence interval | Projection/Image 1 Name | Projection/Image 1 Mean DAP | Projection/Image 1 Median DAP | Projection/Image 2 Name | Projection/Image 2 Mean DAP | Projection/Image 2 Median DAP | Projection/Image 3 Name | Projection/Image 3 Mean DAP | Projection/Image 3 Median DAP | Projection/Image 4 Name | Projection/Image 4 Mean DAP | Projection/Image 4 Median DAP | Projection/Image 5 Name | Projection/Image 5 Mean DAP | Projection/Image 5 Median DAP | Projection/Image 6 Name | Projection/Image 6 Mean DAP | Projection/Image 6 Median DAP | DAP: Any other information | Number of sample members that contribute to weight data. (In case it is not the full sample group). | PHE check column: Weight data entered and if so, for all of Exam sample group? | PHE check column: ???? Quality statement about weight data | Mean weight, kg Provide whenever possible. Consider essential for samples <20 | Weight, Sample standard deviation kg | Median weight*, kg Provide whenever possible. Consider essential for samples <20 | Weight, 25th percentile, kg | Weight, 75th percentile, kg | PHE Entry: Weight, Interquartile range | Weight, Min kg | Weight, Max kg | Weight: Any other information | Number of sample members that contribute to Age data. (In case it is not the full sample group). | Mean Age, years | Age, Sample standard deviation, years | Median Age, years | Age, 25th percentile, years | Age, 75th percentile. Years | PHE entry: Age, Interquartile range | Minimum Age, years | PHE Check Minimum age >16 years | Maximum Age, years | Number of sample members that contributed to height data. [*Essential if height data given] | Mean Height, cm | Height, Sample Standard Deviation, cm | Median Height, cm | Height, 25th percentile, cm | Height, 75th percentile, cm | PHE entry: Height, Interquartile range | Minimum Height, cm | Maximum Height, cm | Detector used for Projection 1/image 1 | Projection / Image 1 Anti-scatter Grid used? | Projection / Image 1 Focus - detector distance: cm | Projection / Image 1 Total tube filtration as mm Aluminium equivalent (mm Al) | Projection / Image 1 Automatic Exposure Control used? (Yes/No: use drop down list) | Projection / Image 1 Tube Voltage: kVp | Projection / Image 1 Exposure setting: (Tube current time) mAs | Projection / Image 1 Patient Position: (drop down list: extra detail can be given in column CF) | Projection / Image 1 Detector in Bucky? (Use drop down list) | Projection / Image 1 Any other information on Projection/Image 1 | Detector used for projection 2/image 2 | Projection / Image 2 Anti-scatter Grid used? | Projection / Image 2 Focus - detector distance: cm | Projection / Image 2 Total tube filtration as mm Aluminium equivalent (mm Al) | Projection / Image 2 Automatic Exposure Control used? (Yes/No: use drop down list) | Projection / Image 2 Tube Voltage: kVp | Projection / Image 2 Exposure setting: (Tube current time) mAs | Projection / Image 2 Patient Position: (drop down list: extra detail can be given in column CF) | Projection / Image 2 Detector in Bucky? (Use drop down list) | Projection / Image 2 Any other information on Projection/Image 2 | Detector used for projection 3/image 3 | Projection / Image 3 Anti-scatter Grid used? | Projection / Image 3 Focus - detector distance: cm | Projection / Image 3 Total tube filtration as mm Aluminium equivalent (mm Al) | Projection / Image 3 Automatic Exposure Control used? (Yes/No: use drop down list) | Projection / Image 3 Tube Voltage: kVp | Projection / Image 3 Exposure setting: (Tube current time) mAs | Projection / Image 3 Patient Position: (drop down list: extra detail can be given in column CF) | Projection / Image 3 Detector in Bucky? (Use drop down list) | Projection / Image 3 Any other information on Projection/Image 3 | Detector used for projection 4/image 4 | Projection / Image 4 Anti-scatter Grid used? | Projection / Image 4 Focus - detector distance: cm | Projection / Image 4 Total tube filtration as mm Aluminium equivalent (mm Al) | Projection / Image 4 Automatic Exposure Control used? (Yes/No: use drop down list) | Projection / Image 4 Tube Voltage: kVp | Projection / Image 4 Exposure setting: (Tube current time) mAs | Projection / Image 4 Patient Position: (drop down list: extra detail can be given in column CF) | Projection / Image 4 Detector in Bucky? (Use drop down list) | Projection / Image 4 Any other information on Projection/Image 4 | Detector used for projection 5/ image 5 | Projection / Image 5 Anti-scatter Grid used? | Projection / Image 5 Focus - detector distance: cm | Projection / Image 5 Total tube filtration as mm Aluminium equivalent (mm Al) | Projection / Image 5 Automatic Exposure Control used? (Yes/No: use drop down list) | Projection / Image 5 Tube Voltage: kVp | Projection / Image 5 Exposure setting: (Tube current time) mAs | Projection / Image 5 Patient Position: (drop down list: extra detail can be given in column CF) | Projection / Image 5 Detector in Bucky? (Use drop down list) | Projection / Image 5 Any other information on Projection/Image 5 | Detector used for projection 6/image 6 | Projection / Image 6 Anti-scatter Grid used? | Projection / Image 6 Focus - detector distance: cm | Projection / Image 6 Total tube filtration as mm Aluminium equivalent (mm Al) | Projection / Image 6 Automatic Exposure Control used? (Yes/No: use drop down list) | Projection / Image 6 Tube Voltage: kVp | Projection / Image 6 Exposure setting: (Tube current time) mAs | Projection / Image 6 Patient Position: (drop down list: extra detail can be given in column CF) | Projection / Image 6 Detector in Bucky? (Use drop down list) | Projection / Image 6 Any other information on Projection/Image 6 | Standard Protocol: Any other information (new line within cell: alt-return. Adjust row height as required.) | No heading entered | No heading entered | No heading entered | No heading entered | No heading entered | No heading entered | No heading entered | No heading entered | No heading entered | No heading entered | Any other Information | Projection / Image 1 sample size | Projection / Image 2 sample size | Projection / Image 3 sample size | Projection / Image 4 sample size | Projection / Image 5 sample size | Projection / Image 6 sample size | Projection / Image 7 sample size | Projection / Image 8 sample size | Projection / Image 9 sample size | Projection /Image 10 sample size | Projection /Image 11 sample size | Projection / Image 12 sample size | Projection / Image 13 sample size | Projection / Image 14 sample size | Projection / Image 15 sample size | Projection / Image 16 sample size | Projection / Image 17 sample size | Projection / Image 18 sample size | Projection / Image 19 sample size | Projection / Image 20 sample size | Detector used for Projection 7/image 7 | Projection / Image 7 Anti-scatter Grid used? | Projection / Image 7 Focus - detector distance: cm | Projection / Image 7 Total tube filtration as mm Aluminium equivalent (mm Al) | Projection / Image 7 Automatic Exposure Control used? (Yes/No: use drop down list) | Projection / Image 7 Tube Voltage: kVp | Projection / Image 7 Exposure setting: (Tube current time) mAs | Projection / Image 7 Patient Position: (drop down list: extra detail can be given in column CF) | Projection / Image 7 Detector in Bucky? (Use drop down list) | Projection / Image 7 Any other information on Projection/Image 7 | Detector used for projection 8/image 8 | Projection / Image 8 Anti-scatter Grid used? | Projection / Image 8 Focus - detector distance: cm | Projection / Image 8 Total tube filtration as mm Aluminium equivalent (mm Al) | Projection / Image 8 Automatic Exposure Control used? (Yes/No: use drop down list) | Projection / Image 8 Tube Voltage: kVp | Projection / Image 8 Exposure setting: (Tube current time) mAs | Projection / Image 8 Patient Position: (drop down list: extra detail can be given in column CF) | Projection / Image 8 Detector in Bucky? (Use drop down list) | Projection / Image 8 Any other information on Projection/Image 8 | Detector used for projection 9/image 9 | Projection / Image 9 Anti-scatter Grid used? | Projection / Image 9 Focus - detector distance: cm | Projection / Image 9 Total tube filtration as mm Aluminium equivalent (mm Al) | Projection / Image 9 Automatic Exposure Control used? (Yes/No: use drop down list) | Projection / Image 9 Tube Voltage: kVp | Projection / Image 9 Exposure setting: (Tube current time) mAs | Projection / Image 9 Patient Position: (drop down list: extra detail can be given in column CF) | Projection / Image 9 Detector in Bucky? (Use drop down list) | Projection / Image 9 Any other information on Projection/Image 9 | Detector used for projection 10/image 10 | Projection / Image 10 Anti-scatter Grid used? | Projection / Image 10 Focus - detector distance: cm | Projection / Image 10 Total tube filtration as mm Aluminium equivalent (mm Al) | Projection / Image 10 Automatic Exposure Control used? (Yes/No: use drop down list) | Projection / Image 10 Tube Voltage: kVp | Projection / Image 10 Exposure setting: (Tube current time) mAs | Projection / Image 10 Patient Position: (drop down list: extra detail can be given in column CF) | Projection / Image 10 Detector in Bucky? (Use drop down list) | Projection / Image 10 Any other information on Projection/Image 10 | Detector used for projection 11/ image 11 | Projection / Image 11 Anti-scatter Grid used? | Projection / Image 11 Focus - detector distance: cm | Projection / Image 11 Total tube filtration as mm Aluminium equivalent (mm Al) | Projection / Image 11 Automatic Exposure Control used? (Yes/No: use drop down list) | Projection / Image 11 Tube Voltage: kVp | Projection / Image 11 Exposure setting: (Tube current time) mAs | Projection / Image 11 Patient Position: (drop down list: extra detail can be given in column CF) | Projection / Image 11 Detector in Bucky? (Use drop down list) | Projection / Image 11 Any other information on Projection/Image 11 | Detector used for projection 12/image 12 | Projection / Image 12 Anti-scatter Grid used? | Projection / Image 12 Focus - detector distance: cm | Projection / Image 12 Total tube filtration as mm Aluminium equivalent (mm Al) | Projection / Image 12 Automatic Exposure Control used? (Yes/No: use drop down list) | Projection / Image 12 Tube Voltage: kVp | Projection / Image 12 Exposure setting: (Tube current time) mAs | Projection / Image 12 Patient Position: (drop down list: extra detail can be given in column CF) | Projection / Image 12 Detector in Bucky? (Use drop down list) | Projection / Image 12 Any other information on Projection/Image 12 | Detector used for Projection 13/image 13 | Projection / Image 13 Anti-scatter Grid used? | Projection / Image 13 Focus - detector distance: cm | Projection / Image 13 Total tube filtration as mm Aluminium equivalent (mm Al) | Projection / Image 13 Automatic Exposure Control used? (Yes/No: use drop down list) | Projection / Image 13 Tube Voltage: kVp | Projection / Image 13 Exposure setting: (Tube current time) mAs | Projection / Image 13 Patient Position: (drop down list: extra detail can be given in column CF) | Projection / Image 13 Detector in Bucky? (Use drop down list) | Projection / Image 13 Any other information on Projection/Image 13 | Detector used for projection 14/image 14 | Projection / Image 14 Anti-scatter Grid used? | Projection / Image 14 Focus - detector distance: cm | Projection / Image 14 Total tube filtration as mm Aluminium equivalent (mm Al) | Projection / Image 14 Automatic Exposure Control used? (Yes/No: use drop down list) | Projection / Image 14 Tube Voltage: kVp | Projection / Image 14 Exposure setting: (Tube current time) mAs | Projection / Image 14 Patient Position: (drop down list: extra detail can be given in column CF) | Projection / Image 14 Detector in Bucky? (Use drop down list) | Projection / Image 14 Any other information on Projection/Image 14 | Detector used for projection 15/image 15 | Projection / Image 15 Anti-scatter Grid used? | Projection / Image 15 Focus - detector distance: cm | Projection / Image 15 Total tube filtration as mm Aluminium equivalent (mm Al) | Projection / Image 15 Automatic Exposure Control used? (Yes/No: use drop down list) | Projection / Image 15 Tube Voltage: kVp | Projection / Image 15 Exposure setting: (Tube current time) mAs | Projection / Image 15 Patient Position: (drop down list: extra detail can be given in column CF) | Projection / Image 15 Detector in Bucky? (Use drop down list) | Projection / Image 15 Any other information on Projection/Image 15 | Detector used for projection 16/image 16 | Projection / Image 16 Anti-scatter Grid used? | Projection / Image 16 Focus - detector distance: cm | Projection / Image 16 Total tube filtration as mm Aluminium equivalent (mm Al) | Projection / Image 16 Automatic Exposure Control used? (Yes/No: use drop down list) | Projection / Image 16 Tube Voltage: kVp | Projection / Image 16 Exposure setting: (Tube current time) mAs | Projection / Image 16 Patient Position: (drop down list: extra detail can be given in column CF) | Projection / Image 16 Detector in Bucky? (Use drop down list) | Projection / Image 16 Any other information on Projection/Image 16 | Detector used for projection 17/ image 17 | Projection / Image 17 Anti-scatter Grid used? | Projection / Image 17 Focus - detector distance: cm | Projection / Image 17 Total tube filtration as mm Aluminium equivalent (mm Al) | Projection / Image 17 Automatic Exposure Control used? (Yes/No: use drop down list) | Projection / Image 17 Tube Voltage: kVp | Projection / Image 17 Exposure setting: (Tube current time) mAs | Projection / Image 17 Patient Position: (drop down list: extra detail can be given in column CF) | Projection / Image 17 Detector in Bucky? (Use drop down list) | Projection / Image 17 Any other information on Projection/Image 17 | Detector used for projection 18/image 18 | Projection / Image 18 Anti-scatter Grid used? | Projection / Image 18 Focus - detector distance: cm | Projection / Image 18 Total tube filtration as mm Aluminium equivalent (mm Al) | Projection / Image 18 Automatic Exposure Control used? (Yes/No: use drop down list) | Projection / Image 18 Tube Voltage: kVp | Projection / Image 18 Exposure setting: (Tube current time) mAs | Projection / Image 18 Patient Position: (drop down list: extra detail can be given in column CF) | Projection / Image 18 Detector in Bucky? (Use drop down list) | Projection / Image 18 Any other information on Projection/Image 18 | Detector used for projection 19/ image 19 | Projection / Image 19 Anti-scatter Grid used? | Projection / Image 19 Focus - detector distance: cm | Projection / Image 19 Total tube filtration as mm Aluminium equivalent (mm Al) | Projection / Image 19 Automatic Exposure Control used? (Yes/No: use drop down list) | Projection / Image 19 Tube Voltage: kVp | Projection / Image 19 Exposure setting: (Tube current time) mAs | Projection / Image 19 Patient Position: (drop down list: extra detail can be given in column CF) | Projection / Image 19 Detector in Bucky? (Use drop down list) | Projection / Image 19 Any other information on Projection/Image 19 | Detector used for projection 20/image 20 | Projection / Image 20 Anti-scatter Grid used? | Projection / Image 20 Focus - detector distance: cm | Projection / Image 20 Total tube filtration as mm Aluminium equivalent (mm Al) | Projection / Image 20 Automatic Exposure Control used? (Yes/No: use drop down list) | Projection / Image 20 Tube Voltage: kVp | Projection / Image 20 Exposure setting: (Tube current time) mAs | Projection / Image 20 Patient Position: (drop down list: extra detail can be given in column CF) | Projection / Image 20 Detector in Bucky? (Use drop down list) | Projection / Image 20 Any other information on Projection/Image 20
Entries a-f: for example purposes only | example a | Room1_2016_CervSp_AP | X03. Cervical Spine AP view | A requested projection to provide a clear bench mark dose. |  | All patients | 64 | 90 | 86 | mGy x cm2 (or shown as MGYCM2) | X-ray Cervical Spine | 2017-03-05 | 2017-05-29 | 1 | 64 | 74.2 | 74.7 | 28 | 56 | 93 | 130 | AP - Antero-Posterior | [23 empty] | AP - Antero-Posterior | [23 empty] | AP - Antero-Posterior | [32 empty] | 10.8 | 60.7 | 88.2 | 52.3 | 92.5 |  | 64 | 52.6 | 58.7 | 18.35 | 87.21 | 21.2 | 38.5 | 69.1 | 31 | 33 | 0 | 0 | [8 empty] | Detector 1 | Yes: used for most exposures | 120 | 3 | Yes: used for most exposures |  |  | Lateral Decubitus (lying on side) | Yes, Detector usually in bed/table bucky | [51 empty] | Detector 1 | Yes: used for most exposures | 120 | 3 | Yes: used for most exposures |  |  | Lateral Decubitus (lying on side) | Yes, Detector usually in bed/table bucky | [51 empty] | Detector 1 | Yes: used for most exposures | 120 | 3 | Yes: used for most exposures |  |  | Lateral Decubitus (lying on side) | Yes, Detector usually in bed/table bucky | [82 empty] | Radiography of cervical spine (procedure) (66769009) | Yes |  | XR Cervical spine (XCSPN) | Yes |  |  | No: See Dose Data Collection Methodology Box | [7 empty] | example a | No entry-No entry-Hyyyy-Rzzzz-PRSxxxxa-SMD-example a | Room1_2016_CervSp_AP | X03. Cervical Spine AP view | X-ray Cervical Spine | N | No entry | Radiography of cervical spine (procedure) (66769009) | Yes | No entry | XR Cervical spine (XCSPN) | Yes | No entry | No: See Dose Data Collection Methodology Box | No entry | 1 | All patients | 64 | 31 | 33 | 0 | 0 | Yes | 2017-03-05 | 2017-05-29 | mGy x cm2 (or shown as MGYCM2) | 90 | 28 | 86 | 56 | 93 | 37 | 130 | AP - Antero-Posterior | -15 | -15 | No entry | -15 | -15 | No entry | -15 | -15 | No entry | -15 | -15 | No entry | -15 | -15 | No entry | -15 | -15 | No entry | 64 | Weight data entered, same sample size |  | 74.2 | 10.8 | 74.7 | 60.7 | 88.2 | 27.5 | 52.3 | 92.5 | No entry | 64 | 52.6 | 21.2 | 58.7 | 38.5 | 69.1 | 30.6 | 18.35 | All adults | 87.21 | -15 | -15 | -15 | -15 | -15 | -15 | -15 | -15 | -15 | Detector 1 | Yes: used for most exposures | 120 | 3 | Yes: used for most exposures | -15 | -15 | Lateral Decubitus (lying on side) | Yes, Detector usually in bed/table bucky | No entry | No entry | No entry | -15 | -15 | No entry | -15 | -15 | No entry | No entry | No entry | No entry | No entry | -15 | -15 | No entry | -15 | -15 | No entry | No entry | No entry | No entry | No entry | -15 | -15 | No entry | -15 | -15 | No entry | No entry | No entry | No entry | No entry | -15 | -15 | No entry | -15 | -15 | No entry | No entry | No entry | No entry | No entry | -15 | -15 | No entry | -15 | -15 | No entry | No entry | No entry | No entry | -15 | -15 | -15 | -15 | -15 | -15 | -15 | -15 | -15 | -15 | No entry | No entry | No entry | No entry | No entry | No entry | No entry | No entry | No entry | No entry | No entry | No entry | No entry | No entry | No entry | No entry | No entry | No entry | No entry | No entry | No entry | 0 | No entry | -15 | -15 | No entry | -15 | -15 | No entry | No entry | No entry | No entry | No entry | -15 | -15 | No entry | -15 | -15 | No entry | No entry | No entry | No entry | No entry | -15 | -15 | No entry | -15 | -15 | No entry | No entry | No entry | No entry | No entry | -15 | -15 | No entry | -15 | -15 | No entry | No entry | No entry | No entry | No entry | -15 | -15 | No entry | -15 | -15 | No entry | No entry | No entry | No entry | No entry | -15 | -15 | No entry | -15 | -15 | No entry | No entry | No entry | 0 | No entry | -15 | -15 | No entry | -15 | -15 | No entry | No entry | No entry | No entry | No entry | -15 | -15 | No entry | -15 | -15 | No entry | No entry | No entry | No entry | No entry | -15 | -15 | No entry | -15 | -15 | No entry | No entry | No entry | No entry | No entry | -15 | -15 | No entry | -15 | -15 | No entry | No entry | No entry | No entry | No entry | -15 | -15 | No entry | -15 | -15 | No entry | No entry | No entry | No entry | No entry | -15 | -15 | No entry | -15 | -15 | No entry | No entry | No entry | No entry | No entry | -15 | -15 | No entry | -15 | -15 | No entry | No entry | No entry | No entry | No entry | -15 | -15 | No entry | -15 | -15 | No entry | No entry | No entry
| example b | Room1_2016_CervSp_LAT | X04. Cervical Spine LAT view | A requested projection to provide a clear bench mark dose. |  | All patients | 63 | 105 | 98 | mGy x cm2 (or shown as MGYCM2) | X-ray Cervical Spine | 2017-03-05 | 2017-05-29 | 1 |  | 73.2 | 74.6 | 32 |  | 40 | 145 | Lateral | [23 empty] | Lateral | [23 empty] | Lateral | [32 empty] | 10.7 |  | 24.2 | 52.3 | 92.5 |  | 63 | 52.4 | 58.3 | 18.35 | 87.21 | 21.1 | 38.4 | 68.54 | 31 | 32 | 0 | 0 | [8 empty] | Detector 1 | Yes: used for most exposures | 120 | 3 | Yes: used for most exposures |  |  | Standing | Detector in upright bucky | [51 empty] | Detector 1 | Yes: used for most exposures | 120 | 3 | Yes: used for most exposures |  |  | Standing | Detector in upright bucky | [51 empty] | Detector 1 | Yes: used for most exposures | 120 | 3 | Yes: used for most exposures |  |  | Standing | Detector in upright bucky | [82 empty] | Radiography of cervical spine (procedure) (66769009) | Yes |  | XR Cervical spine (XCSPN) | Yes |  |  | No: See Dose Data Collection Methodology Box |  |  | Text lists for Drop down lists |  |  |  |  | example b | No entry-No entry-Hyyyy-Rzzzz-PRSxxxxa-SMD-example b | Room1_2016_CervSp_LAT | X04. Cervical Spine LAT view | X-ray Cervical Spine |  | No entry | Radiography of cervical spine (procedure) (66769009) | Yes | No entry | XR Cervical spine (XCSPN) | Yes | No entry | No: See Dose Data Collection Methodology Box | No entry | 1 | All patients | 63 | 31 | 32 | 0 | 0 | Yes | 2017-03-05 | 2017-05-29 | mGy x cm2 (or shown as MGYCM2) | 105 | 32 | 98 | -15 | 40 | -15 | 145 | Lateral | -15 | -15 | No entry | -15 | -15 | No entry | -15 | -15 | No entry | -15 | -15 | No entry | -15 | -15 | No entry | -15 | -15 | No entry | -15 | Weight data entered, weight sample size not given |  | 73.2 | 10.7 | 74.6 | -15 | 24.2 | -15 | 52.3 | 92.5 | No entry | 63 | 52.4 | 21.1 | 58.3 | 38.4 | 68.54 | 30.14 | 18.35 | All adults | 87.21 | -15 | -15 | -15 | -15 | -15 | -15 | -15 | -15 | -15 | Detector 1 | Yes: used for most exposures | 120 | 3 | Yes: used for most exposures | -15 | -15 | Standing | Detector in upright bucky | No entry | No entry | No entry | -15 | -15 | No entry | -15 | -15 | No entry | No entry | No entry | No entry | No entry | -15 | -15 | No entry | -15 | -15 | No entry | No entry | No entry | No entry | No entry | -15 | -15 | No entry | -15 | -15 | No entry | No entry | No entry | No entry | No entry | -15 | -15 | No entry | -15 | -15 | No entry | No entry | No entry | No entry | No entry | -15 | -15 | No entry | -15 | -15 | No entry | No entry | No entry | No entry | -15 | -15 | -15 | -15 | -15 | -15 | -15 | -15 | -15 | -15 | No entry | No entry | No entry | No entry | No entry | No entry | No entry | No entry | No entry | No entry | No entry | No entry | No entry | No entry | No entry | No entry | No entry | No entry | No entry | No entry | No entry | 0 | No entry | -15 | -15 | No entry | -15 | -15 | No entry | No entry | No entry | No entry | No entry | -15 | -15 | No entry | -15 | -15 | No entry | No entry | No entry | No entry | No entry | -15 | -15 | No entry | -15 | -15 | No entry | No entry | No entry | No entry | No entry | -15 | -15 | No entry | -15 | -15 | No entry | No entry | No entry | No entry | No entry | -15 | -15 | No entry | -15 | -15 | No entry | No entry | No entry | No entry | No entry | -15 | -15 | No entry | -15 | -15 | No entry | No entry | No entry | 0 | No entry | -15 | -15 | No entry | -15 | -15 | No entry | No entry | No entry | No entry | No entry | -15 | -15 | No entry | -15 | -15 | No entry | No entry | No entry | No entry | No entry | -15 | -15 | No entry | -15 | -15 | No entry | No entry | No entry | No entry | No entry | -15 | -15 | No entry | -15 | -15 | No entry | No entry | No entry | No entry | No entry | -15 | -15 | No entry | -15 | -15 | No entry | No entry | No entry | No entry | No entry | -15 | -15 | No entry | -15 | -15 | No entry | No entry | No entry | No entry | No entry | -15 | -15 | No entry | -15 | -15 | No entry | No entry | No entry | No entry | No entry | -15 | -15 | No entry | -15 | -15 | No entry | No entry | No entry
| example c | Room1_2016_CervSP_Ex | X05. Cervical Spine complete exam | Complete exam assumed to be AP and Lateral. If not, and if possible, list the projections used for complete exam in the projection name columns. |  | All patients | 63 | 0.2 | 0.185 | Gy x cm2 (or shown as GYCM2) | X-ray Cervical Spine | 2017-03-05 | 2017-05-29 | 2 |  | 73.2 | 74.6 | 0.036 |  | 0.04 | 0.26 | PA - Posterior-Anterior |  |  |  | Lateral | [19 empty] | PA - Posterior-Anterior |  |  |  | Lateral | [19 empty] | PA - Posterior-Anterior |  |  |  | Lateral | [28 empty] | 10.7 |  | 24.2 | 52.3 | 92.5 |  | 63 | 52.4 | 58.3 | 18.35 | 87.21 | 21.1 | 38.4 | 68.54 | 31 | 32 | 0 | 0 | [8 empty] | Detector 1 | Yes: used for most exposures | 120 | 3 | Yes: used for most exposures |  |  | Standing | Detector in upright bucky |  | Detector 1 | Yes: used for most exposures | 120 | 3 | Yes: used for most exposures |  |  | Standing | Detector in upright bucky |  | Detector 1 | Yes: used for most exposures | 120 | 3 | Yes: used for most exposures |  |  | Standing | Detector in upright bucky |  | Detector 1 | Yes: used for most exposures | 120 | 3 | Yes: used for most exposures |  |  | Standing | Detector in upright bucky |  | Detector 1 | Yes: used for most exposures | 120 | 3 | Yes: used for most exposures |  |  | Standing | Detector in upright bucky |  | Detector 1 | Yes: used for most exposures | 120 | 3 | Yes: used for most exposures |  |  | Standing | Detector in upright bucky |  | Detector 1 | Yes: used for most exposures | 120 | 3 | Yes: used for most exposures |  |  | Standing | Detector in upright bucky |  | Detector 1 | Yes: used for most exposures | 120 | 3 | Yes: used for most exposures |  |  | Standing | Detector in upright bucky |  | Detector 1 | Yes: used for most exposures | 120 | 3 | Yes: used for most exposures |  |  | Standing | Detector in upright bucky |  | Detector 1 | Yes: used for most exposures | 120 | 3 | Yes: used for most exposures |  |  | Standing | Detector in upright bucky |  | Detector 1 | Yes: used for most exposures | 120 | 3 | Yes: used for most exposures |  |  | Standing | Detector in upright bucky |  | Detector 1 | Yes: used for most exposures | 120 | 3 | Yes: used for most exposures |  |  | Standing | Detector in upright bucky |  | Detector 1 | Yes: used for most exposures | 120 | 3 | Yes: used for most exposures |  |  | Standing | Detector in upright bucky |  | Detector 1 | Yes: used for most exposures | 120 | 3 | Yes: used for most exposures |  |  | Standing | Detector in upright bucky |  | Detector 1 | Yes: used for most exposures | 120 | 3 | Yes: used for most exposures |  |  | Standing | Detector in upright bucky |  | Detector 1 | Yes: used for most exposures | 120 | 3 | Yes: used for most exposures |  |  | Standing | Detector in upright bucky |  | Detector 1 | Yes: used for most exposures | 120 | 3 | Yes: used for most exposures |  |  | Standing | Detector in upright bucky |  | Detector 1 | Yes: used for most exposures | 120 | 3 | Yes: used for most exposures |  |  | Standing | Detector in upright bucky |  | Detector 1 | Yes: used for most exposures | 120 | 3 | Yes: used for most exposures |  |  | Standing | Detector in upright bucky |  | Detector 1 | Yes: used for most exposures | 120 | 3 | Yes: used for most exposures |  |  | Standing | Detector in upright bucky | [12 empty] | Radiography of cervical spine (procedure) (66769009) | No |  | XR Cervical spine (XCSPN) | Yes |  |  | No: See Dose Data Collection Methodology Box |  |  | Automatic Exposure Control? |  |  |  |  | example c | No entry-No entry-Hyyyy-Rzzzz-PRSxxxxa-SMD-example c | Room1_2016_CervSP_Ex | X05. Cervical Spine complete exam | X-ray Cervical Spine |  | No entry | Radiography of cervical spine (procedure) (66769009) | No | No entry | XR Cervical spine (XCSPN) | Yes | No entry | No: See Dose Data Collection Methodology Box | No entry | 2 | All patients | 63 | 31 | 32 | 0 | 0 | Yes | 2017-03-05 | 2017-05-29 | Gy x cm2 (or shown as GYCM2) | 0.2 | 0.036 | 0.185 | -15 | 0.04 | -15 | 0.26 | PA - Posterior-Anterior | -15 | -15 | Lateral | -15 | -15 | No entry | -15 | -15 | No entry | -15 | -15 | No entry | -15 | -15 | No entry | -15 | -15 | No entry | -15 | Weight data entered, weight sample size not given |  | 73.2 | 10.7 | 74.6 | -15 | 24.2 | -15 | 52.3 | 92.5 | No entry | 63 | 52.4 | 21.1 | 58.3 | 38.4 | 68.54 | 30.14 | 18.35 | All adults | 87.21 | -15 | -15 | -15 | -15 | -15 | -15 | -15 | -15 | -15 | Detector 1 | Yes: used for most exposures | 120 | 3 | Yes: used for most exposures | -15 | -15 | Standing | Detector in upright bucky | No entry | Detector 1 | Yes: used for most exposures | 120 | 3 | Yes: used for most exposures | -15 | -15 | Standing | Detector in upright bucky | No entry | Detector 1 | Yes: used for most exposures | 120 | 3 | Yes: used for most exposures | -15 | -15 | Standing | Detector in upright bucky | No entry | Detector 1 | Yes: used for most exposures | 120 | 3 | Yes: used for most exposures | -15 | -15 | Standing | Detector in upright bucky | No entry | Detector 1 | Yes: used for most exposures | 120 | 3 | Yes: used for most exposures | -15 | -15 | Standing | Detector in upright bucky | No entry | Detector 1 | Yes: used for most exposures | 120 | 3 | Yes: used for most exposures | -15 | -15 | Standing | Detector in upright bucky | No entry | No entry | -15 | -15 | -15 | -15 | -15 | -15 | -15 | -15 | -15 | -15 | No entry | No entry | No entry | No entry | No entry | No entry | No entry | No entry | No entry | No entry | No entry | No entry | No entry | No entry | No entry | No entry | No entry | No entry | No entry | No entry | No entry | 120 | 3 | Yes: used for most exposures | -15 | No entry | Standing | Detector in upright bucky | No entry | Detector 1 | Yes: used for most exposures | 120 | Yes: used for most exposures | Yes: used for most exposures | 3 | Yes: used for most exposures | -15 | -15 | Standing | Detector in upright bucky | No entry | Detector 1 | Yes: used for most exposures | 120 | 3 | Yes: used for most exposures | -15 | -15 | Standing | Detector in upright bucky | No entry | Detector 1 | Yes: used for most exposures | 120 | 3 | Yes: used for most exposures | -15 | -15 | Standing | Detector in upright bucky | No entry | Detector 1 | Yes: used for most exposures | 120 | 3 | Yes: used for most exposures | -15 | -15 | Standing | Detector in upright bucky | No entry | Detector 1 | Yes: used for most exposures | 120 | 3 | Yes: used for most exposures | -15 | -15 | Standing | Detector in upright bucky | No entry | 120 | 3 | Yes: used for most exposures | -15 | No entry | Standing | Detector in upright bucky | No entry | Detector 1 | Yes: used for most exposures | 120 | Yes: used for most exposures | Yes: used for most exposures | 3 | Yes: used for most exposures | -15 | -15 | Standing | Detector in upright bucky | No entry | Detector 1 | Yes: used for most exposures | 120 | 3 | Yes: used for most exposures | -15 | -15 | Standing | Detector in upright bucky | No entry | Detector 1 | Yes: used for most exposures | 120 | 3 | Yes: used for most exposures | -15 | -15 | Standing | Detector in upright bucky | No entry | Detector 1 | Yes: used for most exposures | 120 | 3 | Yes: used for most exposures | -15 | -15 | Standing | Detector in upright bucky | No entry | Detector 1 | Yes: used for most exposures | 120 | 3 | Yes: used for most exposures | -15 | -15 | Standing | Detector in upright bucky | No entry | Detector 1 | Yes: used for most exposures | 120 | 3 | Yes: used for most exposures | -15 | -15 | Standing | Detector in upright bucky | No entry | Detector 1 | Yes: used for most exposures | 120 | 3 | Yes: used for most exposures | -15 | -15 | Standing | Detector in upright bucky | No entry
| example e | Room1_2016_Upper_Femur | Y01. Other Exam | Enter name of exam or local protocol name in Column F and any notes on the exam in the "Additional Information" column. | Upper Femur Exam | All patients | 42 | 3.2 | 2.7 | Gy x cm2 (or shown as GYCM2) | X-ray Proximal Femur | 2017-02-24 | 2017-05-30 | 2 |  | 74.9 | 76.3 | 0.3 |  | 0.4 | 3.5 | PA - Posterior-Anterior |  |  |  | Lateral | [19 empty] | PA - Posterior-Anterior |  |  |  | Lateral | [19 empty] | PA - Posterior-Anterior |  |  |  | Lateral | [28 empty] | 13.2 |  | 26.1 | 49.8 | 89.6 |  | 42 | 56.7 | 62.3 | 19.95 | 93.67 | 19.2 | 45.04 | 76.53 | 11 | 28 | 1 | 2 | [8 empty] | Detector 2 | Yes: used for most exposures | 100 | 3.5 | Yes: used for most exposures |  |  | Supine | Detector in bed/table bucky |  | Detector 2 | Yes: used for most exposures | 100 | 3.5 | Yes: used for most exposures |  |  | Supine | Detector in bed/table bucky |  | Detector 2 | Yes: used for most exposures | 100 | 3.5 | Yes: used for most exposures |  |  | Supine | Detector in bed/table bucky |  | Detector 2 | Yes: used for most exposures | 100 | 3.5 | Yes: used for most exposures |  |  | Supine | Detector in bed/table bucky |  | Detector 2 | Yes: used for most exposures | 100 | 3.5 | Yes: used for most exposures |  |  | Supine | Detector in bed/table bucky |  | Detector 2 | Yes: used for most exposures | 100 | 3.5 | Yes: used for most exposures |  |  | Supine | Detector in bed/table bucky |  | Detector 2 | Yes: used for most exposures | 100 | 3.5 | Yes: used for most exposures |  |  | Supine | Detector in bed/table bucky |  | Detector 2 | Yes: used for most exposures | 100 | 3.5 | Yes: used for most exposures |  |  | Supine | Detector in bed/table bucky |  | Detector 2 | Yes: used for most exposures | 100 | 3.5 | Yes: used for most exposures |  |  | Supine | Detector in bed/table bucky |  | Detector 2 | Yes: used for most exposures | 100 | 3.5 | Yes: used for most exposures |  |  | Supine | Detector in bed/table bucky |  | Detector 2 | Yes: used for most exposures | 100 | 3.5 | Yes: used for most exposures |  |  | Supine | Detector in bed/table bucky |  | Detector 2 | Yes: used for most exposures | 100 | 3.5 | Yes: used for most exposures |  |  | Supine | Detector in bed/table bucky |  | Detector 2 | Yes: used for most exposures | 100 | 3.5 | Yes: used for most exposures |  |  | Supine | Detector in bed/table bucky |  | Detector 2 | Yes: used for most exposures | 100 | 3.5 | Yes: used for most exposures |  |  | Supine | Detector in bed/table bucky |  | Detector 2 | Yes: used for most exposures | 100 | 3.5 | Yes: used for most exposures |  |  | Supine | Detector in bed/table bucky |  | Detector 2 | Yes: used for most exposures | 100 | 3.5 | Yes: used for most exposures |  |  | Supine | Detector in bed/table bucky |  | Detector 2 | Yes: used for most exposures | 100 | 3.5 | Yes: used for most exposures |  |  | Supine | Detector in bed/table bucky |  | Detector 2 | Yes: used for most exposures | 100 | 3.5 | Yes: used for most exposures |  |  | Supine | Detector in bed/table bucky |  | Detector 2 | Yes: used for most exposures | 100 | 3.5 | Yes: used for most exposures |  |  | Supine | Detector in bed/table bucky |  | Detector 2 | Yes: used for most exposures | 100 | 3.5 | Yes: used for most exposures |  |  | Supine | Detector in bed/table bucky |  | Proximal Femur AP and LAT , exposures similar for the two views, Mostly for fractures | [10 empty] | N/A: Enter in column MF | N/A ("Other" entry) | Femur X-ray (procedure) (241075002) | N/A: Enter in column MI | N/A (Other entry) | XR Femur Rt, XFEMR, and XR Femur Lt, XFEML |  | Yes: Prospectively using in-house survey procedures | Special one-off in house survey following rise in motorcycle accidents in older males. | [6 empty] | example e | No entry-No entry-Hyyyy-Rzzzz-PRSxxxxa-SMD-example e | Room1_2016_Upper_Femur | Y01. Other Exam | X-ray Proximal Femur |  | No entry | N/A: Enter in column MF | N/A ("Other" entry) | Femur X-ray (procedure) (241075002) | N/A: Enter in column MI | N/A (Other entry) | XR Femur Rt, XFEMR, and XR Femur Lt, XFEML | Yes: Prospectively using in-house survey procedures | Special one-off in house survey following rise in motorcycle accidents in older males. | 2 | All patients | 42 | 11 | 28 | 1 | 2 | Yes | 2017-02-24 | 2017-05-30 | Gy x cm2 (or shown as GYCM2) | 3.2 | 0.3 | 2.7 | -15 | 0.4 | -15 | 3.5 | PA - Posterior-Anterior | -15 | -15 | Lateral | -15 | -15 | No entry | -15 | -15 | No entry | -15 | -15 | No entry | -15 | -15 | No entry | -15 | -15 | No entry | -15 | Weight data entered, weight sample size not given |  | 74.9 | 13.2 | 76.3 | -15 | 26.1 | -15 | 49.8 | 89.6 | No entry | 42 | 56.7 | 19.2 | 62.3 | 45.04 | 76.53 | 31.49 | 19.95 | All adults | 93.67 | -15 | -15 | -15 | -15 | -15 | -15 | -15 | -15 | -15 | Detector 2 | Yes: used for most exposures | 100 | 3.5 | Yes: used for most exposures | -15 | -15 | Supine | Detector in bed/table bucky | No entry | Detector 2 | Yes: used for most exposures | 100 | 3.5 | Yes: used for most exposures | -15 | -15 | Supine | Detector in bed/table bucky | No entry | Detector 2 | Yes: used for most exposures | 100 | 3.5 | Yes: used for most exposures | -15 | -15 | Supine | Detector in bed/table bucky | No entry | Detector 2 | Yes: used for most exposures | 100 | 3.5 | Yes: used for most exposures | -15 | -15 | Supine | Detector in bed/table bucky | No entry | Detector 2 | Yes: used for most exposures | 100 | 3.5 | Yes: used for most exposures | -15 | -15 | Supine | Detector in bed/table bucky | No entry | Detector 2 | Yes: used for most exposures | 100 | 3.5 | Yes: used for most exposures | -15 | -15 | Supine | Detector in bed/table bucky | No entry | Proximal Femur AP and LAT , exposures similar for the two views, Mostly for fractures | -15 | -15 | -15 | -15 | -15 | -15 | -15 | -15 | -15 | -15 | No entry | No entry | No entry | No entry | No entry | No entry | No entry | No entry | No entry | No entry | No entry | No entry | No entry | No entry | No entry | No entry | No entry | No entry | No entry | No entry | No entry | 100 | 3.5 | Yes: used for most exposures | -15 | No entry | Supine | Detector in bed/table bucky | No entry | Detector 2 | Yes: used for most exposures | 100 | Yes: used for most exposures | Yes: used for most exposures | 3.5 | Yes: used for most exposures | -15 | -15 | Supine | Detector in bed/table bucky | No entry | Detector 2 | Yes: used for most exposures | 100 | 3.5 | Yes: used for most exposures | -15 | -15 | Supine | Detector in bed/table bucky | No entry | Detector 2 | Yes: used for most exposures | 100 | 3.5 | Yes: used for most exposures | -15 | -15 | Supine | Detector in bed/table bucky | No entry | Detector 2 | Yes: used for most exposures | 100 | 3.5 | Yes: used for most exposures | -15 | -15 | Supine | Detector in bed/table bucky | No entry | Detector 2 | Yes: used for most exposures | 100 | 3.5 | Yes: used for most exposures | -15 | -15 | Supine | Detector in bed/table bucky | No entry | 100 | 3.5 | Yes: used for most exposures | -15 | No entry | Supine | Detector in bed/table bucky | No entry | Detector 2 | Yes: used for most exposures | 100 | Yes: used for most exposures | Yes: used for most exposures | 3.5 | Yes: used for most exposures | -15 | -15 | Supine | Detector in bed/table bucky | No entry | Detector 2 | Yes: used for most exposures | 100 | 3.5 | Yes: used for most exposures | -15 | -15 | Supine | Detector in bed/table bucky | No entry | Detector 2 | Yes: used for most exposures | 100 | 3.5 | Yes: used for most exposures | -15 | -15 | Supine | Detector in bed/table bucky | No entry | Detector 2 | Yes: used for most exposures | 100 | 3.5 | Yes: used for most exposures | -15 | -15 | Supine | Detector in bed/table bucky | No entry | Detector 2 | Yes: used for most exposures | 100 | 3.5 | Yes: used for most exposures | -15 | -15 | Supine | Detector in bed/table bucky | No entry | Detector 2 | Yes: used for most exposures | 100 | 3.5 | Yes: used for most exposures | -15 | -15 | Supine | Detector in bed/table bucky | No entry | Detector 2 | Yes: used for most exposures | 100 | 3.5 | Yes: used for most exposures | -15 | -15 | Supine | Detector in bed/table bucky | No entry
| example f | Room1_2016_Foot_DP | X12. Foot (single): Dorsoplantar (DP) view | If possible, list projections for complete exam in the projection name columns. |  | All patients | 139 | 0.13 | 0.09 | Gy x cm2 (or shown as GYCM2) | X-ray Foot DP | 2017-02-24 | 2017-05-31 | 1 |  | 73.8 | 72.8 | 0.04 |  | 0.05 | 0.15 | DP - Dorsal-Plantar | [23 empty] | DP - Dorsal-Plantar | [23 empty] | DP - Dorsal-Plantar | [32 empty] | 13.2 |  | 20.2 | 53.2 | 95.7 |  | 139 | 58.3 | 61.3 | 18.01 | 96.48 | 24.4 | 40.95 | 72.34 | 52 | 64 | 1 | 22 | [8 empty] | Detector 4 | Not used for this protocol | 40 | 3.5 | Not used for this protocol |  |  | Other | No, Detector on bed/table top |  | Detector 4 | Not used for this protocol | 40 | 3.5 | Not used for this protocol |  |  | Other | No, Detector on bed/table top |  | Detector 4 | Not used for this protocol | 40 | 3.5 | Not used for this protocol |  |  | Other | No, Detector on bed/table top |  | Detector 4 | Not used for this protocol | 40 | 3.5 | Not used for this protocol |  |  | Other | No, Detector on bed/table top |  | Detector 4 | Not used for this protocol | 40 | 3.5 | Not used for this protocol |  |  | Other | No, Detector on bed/table top |  | Detector 4 | Not used for this protocol | 40 | 3.5 | Not used for this protocol |  |  | Other | No, Detector on bed/table top |  | Detector 4 | Not used for this protocol | 40 | 3.5 | Not used for this protocol |  |  | Other | No, Detector on bed/table top |  | Detector 4 | Not used for this protocol | 40 | 3.5 | Not used for this protocol |  |  | Other | No, Detector on bed/table top |  | Detector 4 | Not used for this protocol | 40 | 3.5 | Not used for this protocol |  |  | Other | No, Detector on bed/table top |  | Detector 4 | Not used for this protocol | 40 | 3.5 | Not used for this protocol |  |  | Other | No, Detector on bed/table top |  | Detector 4 | Not used for this protocol | 40 | 3.5 | Not used for this protocol |  |  | Other | No, Detector on bed/table top |  | Detector 4 | Not used for this protocol | 40 | 3.5 | Not used for this protocol |  |  | Other | No, Detector on bed/table top |  | Detector 4 | Not used for this protocol | 40 | 3.5 | Not used for this protocol |  |  | Other | No, Detector on bed/table top |  | Detector 4 | Not used for this protocol | 40 | 3.5 | Not used for this protocol |  |  | Other | No, Detector on bed/table top |  | Detector 4 | Not used for this protocol | 40 | 3.5 | Not used for this protocol |  |  | Other | No, Detector on bed/table top |  | Detector 4 | Not used for this protocol | 40 | 3.5 | Not used for this protocol |  |  | Other | No, Detector on bed/table top |  | Detector 4 | Not used for this protocol | 40 | 3.5 | Not used for this protocol |  |  | Other | No, Detector on bed/table top |  | Detector 4 | Not used for this protocol | 40 | 3.5 | Not used for this protocol |  |  | Other | No, Detector on bed/table top |  | Detector 4 | Not used for this protocol | 40 | 3.5 | Not used for this protocol |  |  | Other | No, Detector on bed/table top |  | Detector 4 | Not used for this protocol | 40 | 3.5 | Not used for this protocol |  |  | Other | No, Detector on bed/table top |  | Seated on table with leg bent so sole of foot resting flat on detector on table | [10 empty] | Diagnostic radiography of facial bones (procedure) (68306006) | Yes |  | XR Facial bones (XFACI) | Yes |  |  | No: See Dose Data Collection Methodology Box |  |  |  |  | Projection/View |  |  | example f | No entry-No entry-Hyyyy-Rzzzz-PRSxxxxa-SMD-example f | Room1_2016_Foot_DP | X12. Foot (single): Dorsoplantar (DP) view | X-ray Foot DP |  | No entry | Diagnostic radiography of facial bones (procedure) (68306006) | Yes | No entry | XR Facial bones (XFACI) | Yes | No entry | No: See Dose Data Collection Methodology Box | No entry | 1 | All patients | 139 | 52 | 64 | 1 | 22 | Yes | 2017-02-24 | 2017-05-31 | Gy x cm2 (or shown as GYCM2) | 0.13 | 0.04 | 0.09 | -15 | 0.05 | -15 | 0.15 | DP - Dorsal-Plantar | -15 | -15 | No entry | -15 | -15 | No entry | -15 | -15 | No entry | -15 | -15 | No entry | -15 | -15 | No entry | -15 | -15 | No entry | -15 | Weight data entered, weight sample size not given |  | 73.8 | 13.2 | 72.8 | -15 | 20.2 | -15 | 53.2 | 95.7 | No entry | 139 | 58.3 | 24.4 | 61.3 | 40.95 | 72.34 | 31.39 | 18.01 | All adults | 96.48 | -15 | -15 | -15 | -15 | -15 | -15 | -15 | -15 | -15 | Detector 4 | Not used for this protocol | 40 | 3.5 | Not used for this protocol | -15 | -15 | Other | No, Detector on bed/table top | No entry | Detector 4 | Not used for this protocol | 40 | 3.5 | Not used for this protocol | -15 | -15 | Other | No, Detector on bed/table top | No entry | Detector 4 | Not used for this protocol | 40 | 3.5 | Not used for this protocol | -15 | -15 | Other | No, Detector on bed/table top | No entry | Detector 4 | Not used for this protocol | 40 | 3.5 | Not used for this protocol | -15 | -15 | Other | No, Detector on bed/table top | No entry | Detector 4 | Not used for this protocol | 40 | 3.5 | Not used for this protocol | -15 | -15 | Other | No, Detector on bed/table top | No entry | Detector 4 | Not used for this protocol | 40 | 3.5 | Not used for this protocol | -15 | -15 | Other | No, Detector on bed/table top | No entry | Seated on table with leg bent so sole of foot resting flat on detector on table | -15 | -15 | -15 | -15 | -15 | -15 | -15 | -15 | -15 | -15 | No entry | No entry | No entry | No entry | No entry | No entry | No entry | No entry | No entry | No entry | No entry | No entry | No entry | No entry | No entry | No entry | No entry | No entry | No entry | No entry | No entry | 40 | 3.5 | Not used for this protocol | -15 | No entry | Other | No, Detector on bed/table top | No entry | Detector 4 | Not used for this protocol | 40 | Not used for this protocol | Not used for this protocol | 3.5 | Not used for this protocol | -15 | -15 | Other | No, Detector on bed/table top | No entry | Detector 4 | Not used for this protocol | 40 | 3.5 | Not used for this protocol | -15 | -15 | Other | No, Detector on bed/table top | No entry | Detector 4 | Not used for this protocol | 40 | 3.5 | Not used for this protocol | -15 | -15 | Other | No, Detector on bed/table top | No entry | Detector 4 | Not used for this protocol | 40 | 3.5 | Not used for this protocol | -15 | -15 | Other | No, Detector on bed/table top | No entry | Detector 4 | Not used for this protocol | 40 | 3.5 | Not used for this protocol | -15 | -15 | Other | No, Detector on bed/table top | No entry | 40 | 3.5 | Not used for this protocol | -15 | No entry | Other | No, Detector on bed/table top | No entry | Detector 4 | Not used for this protocol | 40 | Not used for this protocol | Not used for this protocol | 3.5 | Not used for this protocol | -15 | -15 | Other | No, Detector on bed/table top | No entry | Detector 4 | Not used for this protocol | 40 | 3.5 | Not used for this protocol | -15 | -15 | Other | No, Detector on bed/table top | No entry | Detector 4 | Not used for this protocol | 40 | 3.5 | Not used for this protocol | -15 | -15 | Other | No, Detector on bed/table top | No entry | Detector 4 | Not used for this protocol | 40 | 3.5 | Not used for this protocol | -15 | -15 | Other | No, Detector on bed/table top | No entry | Detector 4 | Not used for this protocol | 40 | 3.5 | Not used for this protocol | -15 | -15 | Other | No, Detector on bed/table top | No entry | Detector 4 | Not used for this protocol | 40 | 3.5 | Not used for this protocol | -15 | -15 | Other | No, Detector on bed/table top | No entry | Detector 4 | Not used for this protocol | 40 | 3.5 | Not used for this protocol | -15 | -15 | Other | No, Detector on bed/table top | No entry
[350 empty] | Not used for this protocol |  | AP - Anterior-Posterior |  |  | PRSD_Field_01 | PRSD_Field_02 | PRSD_Field_03 | PRSD_Field_04 | PRSD_Field_05 | PRSD_Field_06 | PRSD_Field_07 | PRSD_Field_08 | PRSD_Field_09 | PRSD_Field_10 | PRSD_Field_11 | PRSD_Field_12 | PRSD_Field_13 | PRSD_Field_14 | PRSD_Field_15 | PRSD_Field_16 | PRSD_Field_17 | PRSD_Field_18 | PRSD_Field_19 | PRSD_Field_20 | PRSD_Field_21 | PRSD_Field_22 | PRSD_Field_23 | PRSD_Field_24 | PRSD_Field_25 | PRSD_Field_26 | PRSD_Field_27 | PRSD_Field_28 | PRSD_Field_29 | PRSD_Field_30 | PRSD_Field_31 | PRSD_Field_32 | PRSD_Field_33 | PRSD_Field_34 | PRSD_Field_35 | PRSD_Field_36 | PRSD_Field_37 | PRSD_Field_38 | PRSD_Field_39 | PRSD_Field_40 | PRSD_Field_41 | PRSD_Field_42 | PRSD_Field_43 | PRSD_Field_44 | PRSD_Field_45 | PRSD_Field_46 | PRSD_Field_47 | PRSD_Field_48 | PRSD_Field_49 | PRSD_Field_50 | PRSD_Field_51 | PRSD_Field_52 | PRSD_Field_53 | PRSD_Field_54 | PRSD_Field_55 | PRSD_Field_56 | PRSD_Field_57 | PRSD_Field_58 | PRSD_Field_59 | PRSD_Field_60 | PRSD_Field_61 | PRSD_Field_62 | PRSD_Field_63 | PRSD_Field_64 | PRSD_Field_65 | PRSD_Field_66 | PRSD_Field_67 | PRSD_Field_68 | PRSD_Field_69 | PRSD_Field_70 | PRSD_Field_71 | PRSD_Field_72 | PRSD_Field_73 | PRSD_Field_74 | PRSD_Field_75 | PRSD_Field_76 | PRSD_Field_77 | PRSD_Field_78 | PRSD_Field_79 | PRSD_Field_80 | PRSD_Field_81 | PRSD_Field_82 | PRSD_Field_83 | PRSD_Field_84 | PRSD_Field_85 | PRSD_Field_86 | PRSD_Field_87 | PRSD_Field_88 | PRSD_Field_89 | PRSD_Field_90 | PRSD_Field_91 | PRSD_Field_92 | PRSD_Field_93 | PRSD_Field_94 | PRSD_Field_95 | PRSD_Field_96 | PRSD_Field_97 | PRSD_Field_98 | PRSD_Field_99 | PRSD_Field_100 | PRSD_Field_101 | PRSD_Field_102 | PRSD_Field_103 | PRSD_Field_104 | PRSD_Field_105 | PRSD_Field_106 | PRSD_Field_107 | PRSD_Field_108 | PRSD_Field_109 | PRSD_Field_110 | PRSD_Field_111 | PRSD_Field_112 | PRSD_Field_113 | PRSD_Field_114 | PRSD_Field_115 | PRSD_Field_116 | PRSD_Field_117 | PRSD_Field_118 | PRSD_Field_119 | PRSD_Field_120 | PRSD_Field_121 | PRSD_Field_122 | PRSD_Field_123 | PRSD_Field_124 | PRSD_Field_125 | PRSD_Field_126 | PRSD_Field_127 | PRSD_Field_128 | PRSD_Field_129 | PRSD_Field_130 | PRSD_Field_131 | PRSD_Field_132 | PRSD_Field_133 | PRSD_Field_134 | PRSD_Field_135 | PRSD_Field_136 | PRSD_Field_137 | PRSD_Field_138 | PRSD_Field_139 | PRSD_Field_140 | PRSD_Field_141 | PRSD_Field_142 | PRSD_Field_143 | PRSD_Field_144 | PRSD_Field_145 | PRSD_Field_146 | PRSD_Field_147 | PRSD_Field_148 | PRSD_Field_149 | PRSD_Field_150 | PRSD_Field_151 | PRSD_Field_152 | PRSD_Field_153 | PRSD_Field_154 | PRSD_Field_155 | PRSD_Field_156 | PRSD_Field_157 | PRSD_Field_158 | PRSD_Field_159 | PRSD_Field_160 | PRSD_Field_161 | PRSD_Field_162 | PRSD_Field_163 | PRSD_Field_164 | PRSD_Field_165 | PRSD_Field_166 | PRSD_Field_167 | PRSD_Field_168 | PRSD_Field_169 | PRSD_Field_170 | PRSD_Field_171 | PRSD_Field_172 | PRSD_Field_173 | PRSD_Field_174 | PRSD_Field_175 | PRSD_Field_176 | PRSD_Field_177 | PRSD_Field_178 | PRSD_Field_179 | PRSD_Field_180 | PRSD_Field_181 | PRSD_Field_182 | PRSD_Field_183 | PRSD_Field_184 | PRSD_Field_185 | PRSD_Field_186 | PRSD_Field_187 | PRSD_Field_188 | PRSD_Field_189 | PRSD_Field_190 | PRSD_Field_191 | PRSD_Field_192 | PRSD_Field_193 | PRSD_Field_194 | PRSD_Field_195 | PRSD_Field_196 | PRSD_Field_197 | PRSD_Field_198 | PRSD_Field_199 | PRSD_Field_200 | PRSD_Field_201 | PRSD_Field_202 | PRSD_Field_203 | PRSD_Field_204 | PRSD_Field_205 | PRSD_Field_206 | PRSD_Field_207 | PRSD_Field_208 | PRSD_Field_209 | PRSD_Field_210 | PRSD_Field_211 | PRSD_Field_212 | PRSD_Field_213 | PRSD_Field_214 | PRSD_Field_215 | PRSD_Field_216 | PRSD_Field_217 | PRSD_Field_218 | PRSD_Field_219 | PRSD_Field_220 | PRSD_Field_221 | PRSD_Field_222 | PRSD_Field_223 | PRSD_Field_224 | PRSD_Field_225 | PRSD_Field_226 | PRSD_Field_227 | PRSD_Field_228 | PRSD_Field_229 | PRSD_Field_230 | PRSD_Field_231 | PRSD_Field_232 | PRSD_Field_233 | PRSD_Field_234 | PRSD_Field_235 | PRSD_Field_236 | PRSD_Field_237 | PRSD_Field_238 | PRSD_Field_239 | PRSD_Field_240 | PRSD_Field_241 | PRSD_Field_242 | PRSD_Field_243 | PRSD_Field_244 | PRSD_Field_245 | PRSD_Field_246 | PRSD_Field_247 | PRSD_Field_248 | PRSD_Field_249 | PRSD_Field_250 | PRSD_Field_251 | PRSD_Field_252 | PRSD_Field_253 | PRSD_Field_254 | PRSD_Field_255 | PRSD_Field_256 | PRSD_Field_257 | PRSD_Field_258 | PRSD_Field_259 | PRSD_Field_260 | PRSD_Field_261 | PRSD_Field_262 | PRSD_Field_263 | PRSD_Field_264 | PRSD_Field_265 | PRSD_Field_266 | PRSD_Field_267 | PRSD_Field_268 | PRSD_Field_269 | PRSD_Field_270 | PRSD_Field_271 | PRSD_Field_272 | PRSD_Field_273 | PRSD_Field_274 | PRSD_Field_275 | PRSD_Field_276 | PRSD_Field_277 | PRSD_Field_278 | PRSD_Field_279 | PRSD_Field_280 | PRSD_Field_281 | PRSD_Field_282 | PRSD_Field_283 | PRSD_Field_284 | PRSD_Field_285 | PRSD_Field_286 | PRSD_Field_287 | PRSD_Field_288 | PRSD_Field_289 | PRSD_Field_290 | PRSD_Field_291 | PRSD_Field_292 | PRSD_Field_293 | PRSD_Field_294 | PRSD_Field_295 | PRSD_Field_296 | PRSD_Field_297 | PRSD_Field_298 | PRSD_Field_299 | PRSD_Field_300 | PRSD_Field_301 | PRSD_Field_302 | PRSD_Field_303 | PRSD_Field_304 | PRSD_Field_305 | PRSD_Field_306 | PRSD_Field_307 | PRSD_Field_308 | PRSD_Field_309 | PRSD_Field_310 | PRSD_Field_311 | PRSD_Field_312 | PRSD_Field_313 | PRSD_Field_314 | PRSD_Field_315
| 01 |  |  | No entry | [335 empty] | No entry |  |  | No entry | [6 empty] | Not known |  | PA - Posterior-Anterior |  |  | 1 | No record entry | No record entry | No record entry | No record entry | N | No Record Entry | No record entry | No record entry | No Record entry | No record entry | No record entry | No Record entry | No record entry | No record entry | -45 | No Record Entry | -45 | -45 | -45 | -45 | -45 | No record entry | 1900-01-30 | 1900-01-30 | No record entry | -45 | -45 | -45 | -45 | -45 | -45 | -45 | No record entry | -45 | -45 | No record entry | -45 | -45 | No record entry | -45 | -45 | No record entry | -45 | -45 | No record entry | -45 | -45 | No record entry | -45 | -45 | No record entry | -45 | No record entry | No entry | -45 | -45 | -45 | -45 | -45 | -45 | -45 | -45 | No Record Entry | -45 | -45 | -45 | -45 | -45 | -45 | -45 | -45 | No record entry | -45 | -45 | -45 | -45 | -45 | -45 | -45 | -45 | -45 | -45 | No record entry | No record entry | -45 | -45 | No record entry | -45 | -45 | No Record entry | No Record entry | No Record entry | No Record Entry | No Record Entry | -45 | -45 | No Record Entry | -45 | -45 | No Record Entry | No Recod Entry | No Record Entry | No Record Entry | No Record Entry | -45 | -45 | No Record Entry | -45 | -45 | No Record Entry | No Record Entry | No Record Entry | No Record Entry | No Record Entry | -45 | -45 | No Record Entry | -45 | -45 | No Record Entry | No Record Entry | No Record Entry | No Record | No Record | -45 | -45 | No Record Entry | -45 | -45 | No Record Entry | No Record Entry | No Record Entry | No Record Entry | No Record Entry | -45 | -45 | No Record Emtry | -45 | -45 | No Record Entry | No Record Entry | No Record Entry | No Record Entry | -45 | -45 | -45 | -45 | -45 | -45 | -45 | -45 | -45 | -45 | No record entry | No Record Entry | No Record Entry | No Record Entry | No Record Entry | No Record Entry | No Record Entry | No Record Entry | No Record Entry | No Record Entry | No Record Entry | No Record Entry | No Record Entry | No Record Entry | No Record Entry | No Record Entry | No Record Entry | No Record Entry | No Record Entry | No Record Entry | No Record Entry | No record entry | No record entry | -45 | -45 | No record entry | -45 | -45 | No Record entry | No Record entry | No Record entry | No record entry | No record entry | -45 | -45 | No record entry | -45 | -45 | No Record entry | No Record entry | No Record entry | No record entry | No record entry | -45 | -45 | No record entry | -45 | -45 | No Record entry | No Record entry | No Record entry | No record entry | No record entry | -45 | -45 | No record entry | -45 | -45 | No Record entry | No Record entry | No Record entry | No record entry | No record entry | -45 | -45 | No record entry | -45 | -45 | No Record entry | No Record entry | No Record entry | No record entry | No record entry | -45 | -45 | No record entry | -45 | -45 | No Record entry | No Record entry | No Record entry | No record entry | No record entry | -45 | -45 | No record entry | -45 | -45 | No Record entry | No Record entry | No Record entry | No record entry | No record entry | -45 | -45 | No record entry | -45 | -45 | No Record entry | No Record entry | No Record entry | No record entry | No record entry | -45 | -45 | No record entry | -45 | -45 | No Record entry | No Record entry | No Record entry | No record entry | No record entry | -45 | -45 | No record entry | -45 | -45 | No Record entry | No Record entry | No Record entry | No record entry | No record entry | -45 | -45 | No record entry | -45 | -45 | No Record entry | No Record entry | No Record entry | No record entry | No record entry | -45 | -45 | No record entry | -45 | -45 | No Record entry | No Record entry | No Record entry | No record entry | No record entry | -45 | -45 | No record entry | -45 | -45 | No Record entry | No Record entry | No Record entry | No record entry | No record entry | -45 | -45 | No record entry | -45 | -45 | No Record entry | No Record entry | No Record entry
| 02 |  |  | No entry | [335 empty] | No entry |  |  | No entry | [6 empty] | Yes: used for all exposures |  | PA at 30 degrees | Detector List
| 03 |  |  | No entry | [335 empty] | No entry |  |  | No entry | [6 empty] | Yes: used for most exposures |  | DP - Dorsal-Plantar | Detector 1
| 04 |  |  | No entry | [335 empty] | No entry |  |  | No entry | [6 empty] | Used for some exposures |  | Lateral | Detector 2
| 05 |  |  | No entry | [335 empty] | No entry |  |  | No entry | [6 empty] | Yes: Virtual: used for all exposures |  | Cervical spine - swimmers view | Detector 3
| 06 |  |  | No entry | [335 empty] | No entry |  |  | No entry | [6 empty] | Yes: Virtual: used for most exposures |  | Cervical spine - Odontoid view | Detector 4
| 07 |  |  | No entry | [335 empty] | No entry |  |  | No entry | [6 empty] | Virtual: Used for some exposures |  | Frog lateral | Detector 5
| 08 |  |  | No entry | [335 empty] | No entry |  |  | No entry | [6 empty] | General Information box |  | Oblique | Detector 6
| 09 |  |  | No entry | [335 empty] | No entry |  |  | No entry | [6 empty] | DAP units |  | Cross Table Lateral. | Detector 7
| 10 |  |  | No entry | [335 empty] | No entry |  |  | No entry | [6 empty] | Default for this radiology system |  | Knee - Skyline | Detector 8
| 11 |  |  | No entry | [335 empty] | No entry |  |  | No entry | [6 empty] | Gy x cm2 (or shown as GYCM2) |  | Horizontal Beam Lateral View (hip) | Detector 9
| 12 |  |  | No entry | [335 empty] | No entry |  |  | No entry | [6 empty] | dGy x cm2 (or shown as DGYCM2) |  | Low-centred pelvis | Detector 10
| 13 |  |  | No entry | [335 empty] | No entry |  |  | No entry | [6 empty] | cGy x cm2 (or shown as CGYCM2) |  | Other | Not known
| 14 |  |  | No entry | [335 empty] | No entry |  |  | No entry | [6 empty] | mGy x cm2 (or shown as MGYCM2) |  | Not known
| 15 |  |  | No entry | [335 empty] | No entry |  |  | No entry | [6 empty] | µGy x cm2 (or shown as µGYCM2)
| 16 |  |  | No entry | [335 empty] | No entry |  |  | No entry | [6 empty] | Gy x m2 (or shown as DGYM2)
| 17 |  |  | No entry | [335 empty] | No entry |  |  | No entry | [6 empty] | dGy x m2 (or shown as DGYM2) |  | Patient Position
| 18 |  |  | No entry | [335 empty] | No entry |  |  | No entry | [6 empty] | cGy x m2 (or shown as CGYM2) |  | Not known
| 19 |  |  | No entry | [335 empty] | No entry |  |  | No entry | [6 empty] | mGy x m2 (or shown as MGYM2) |  | Erect: Standing
| 20 |  |  | No entry | [335 empty] | No entry |  |  | No entry | [6 empty] | µGy x m2 (or shown as µGYM2) |  | Erect: Sitting
| 21 |  |  | No entry | [335 empty] | No entry |  |  | No entry | [6 empty] | Other: see column AP |  | Erect: Other
| 22 |  |  | No entry | [335 empty] | No entry |  |  | No entry | [6 empty] | Not known |  | Supine
| 23 |  |  | No entry | [335 empty] | No entry |  |  | No entry | [8 empty] | Prone
| 24 |  |  | No entry | [335 empty] | No entry |  |  | No entry | [8 empty] | Lateral Decubitus (lying on side)
| 25 |  |  | No entry | [335 empty] | No entry |  |  | No entry | [8 empty] | Other Decubitus (lying)
| 26 |  |  | No entry | [335 empty] | No entry |  |  | No entry
| 27 |  |  | No entry | [335 empty] | No entry |  |  | No entry
| 28 |  |  | No entry | [335 empty] | No entry |  |  | No entry | [8 empty] | Detector in Bucky?
| 29 |  |  | No entry | [335 empty] | No entry |  |  | No entry | [8 empty] | Yes
| 30 |  |  | No entry | [335 empty] | No entry |  |  | No entry | [8 empty] | Yes, for most exposures
| 31 |  |  | No entry | [335 empty] | No entry |  |  | No entry | [6 empty] | Survey method |  | Yes, Detector usually in bed/table bucky
| 32 |  |  | No entry | [335 empty] | No entry |  |  | No entry | [6 empty] | No: See Dose Data Collection Methodology Box |  | Yes, Detector usually in upright bucky
| 33 |  |  | No entry | [335 empty] | No entry |  |  | No entry | [6 empty] | Not known |  | Only for exceptional exposures
| 34 |  |  | No entry | [335 empty] | No entry |  |  | No entry | [6 empty] | Yes: See Additional Information on data collection for this Exam |  | No
| 35 |  |  | No entry | [335 empty] | No entry |  |  | No entry | [6 empty] | Yes: Retrospectively from RIS records |  | No, Detector on bed/table top
| 36 |  |  | No entry | [335 empty] | No entry |  |  | No entry | [6 empty] | Yes: Retrospectively from various source records (see Column EP) |  | Unknown
| 37 |  |  | No entry | [335 empty] | No entry |  |  | No entry | [6 empty] | Yes: Prospectively using the PHE forms
| 38 |  |  | No entry | [335 empty] | No entry |  |  | No entry | [6 empty] | Yes: Prospectively using in-house survey procedures
| 39 |  |  | No entry | [335 empty] | No entry |  |  | No entry | [6 empty] | Yes: Retrospectively and Prospectively
| 40 |  |  | No entry | [335 empty] | No entry |  |  | No entry
| 41 |  |  | No entry | [335 empty] | No entry |  |  | No entry
| 42 |  |  | No entry | [335 empty] | No entry |  |  | No entry | [6 empty] | PHE Support Information: Exam list with main SNOMED-CT and NICIP codes
| 43 |  |  | No entry | [335 empty] | No entry |  |  | No entry
| 44 |  |  | No entry | [335 empty] | No entry |  |  | No entry | [6 empty] | Examination lists table: Do not edit
| 45 |  |  | No entry | [335 empty] | No entry |  |  | No entry | [6 empty] | Examinations list | Notes | SNOMED-CT Code | NICIP Code
| 46 |  |  | No entry | [335 empty] | No entry |  |  | No entry | [6 empty] | X01. Abdomen: AP view | A requested projection to provide a clear bench mark dose. Only examinations on table, please exclude those on trolleys and mobile exposures. | Diagnostic radiography of abdomen | XR Abdomen (XABDO)
| 47 |  |  | No entry | [335 empty] | No entry |  |  | No entry | [6 empty] | X02. Abdomen Complete Exam | Only examinations on table, please exclude those on trolleys and mobile exposures. If possible, list projections used in exam in the projection name columns. | Diagnostic radiography of abdomen | XR Abdomen (XABDO)
| 48 |  |  | No entry | [335 empty] | No entry |  |  | No entry | [6 empty] | X03. Cervical Spine AP view | A requested projection to provide a clear bench mark dose. | Radiography of cervical spine (procedure) (66769009) | XR Cervical spine (XCSPN)
| 49 |  |  | No entry | [335 empty] | No entry |  |  | No entry | [6 empty] | X04. Cervical Spine LAT view | A requested projection to provide a clear bench mark dose. | Radiography of cervical spine (procedure) (66769009) | XR Cervical spine (XCSPN)
| 50 |  |  | No entry | [335 empty] | No entry |  |  | No entry | [6 empty] | X05. Cervical Spine complete exam | Complete exam assumed to be AP and Lateral. If not, and if possible, list the projections used for complete exam in the projection name columns. | Radiography of cervical spine (procedure) (66769009) | XR Cervical spine (XCSPN)
| 51 |  |  | No entry | [335 empty] | No entry |  |  | No entry | [6 empty] | X06. Chest PA view | A requested projection to provide a clear bench mark dose. Usually upright Bucky. If possible, please note if this is not the case. If possible, exclude atypical exposures such as nasogastric tube positioning | Plain chest X-ray (procedure) (399208008) | XR Chest (XCHES)
| 52 |  |  | No entry | [335 empty] | No entry |  |  | No entry | [6 empty] | X07. Chest LAT view | A requested projection to provide a clear bench mark dose. Usually upright Bucky. If possible, please note if this is not the case. If possible exclude atypical exposures such as nasogastric tube positioning | Plain chest X-ray (procedure) (399208008) | XR Chest (XCHES)
| 53 |  |  | No entry | [335 empty] | No entry |  |  | No entry | [6 empty] | X08. Chest AP view | A requested projection to provide a clear bench mark dose. If possible state if trolley or table exam. If possible exclude atypical exposures such as nasogastric tube positioning. | Plain chest X-ray (procedure) (399208008) | XR Chest (XCHES)
| 54 |  |  | No entry | [335 empty] | No entry |  |  | No entry | [6 empty] | X09. Chest Complete exam | Complete exam assumed to be PA and Lateral. If not, and if possible, list projections for complete exam in the projection name columns. If possible exclude atypical exposures such as nasogastric tube positioning. | Plain chest X-ray (procedure) (399208008) | XR Chest (XCHES)
| 55 |  |  | No entry | [335 empty] | No entry |  |  | No entry | [6 empty] | X10. Chest X-ray Mobile: AP (ward) | A requested projection to provide a clear bench mark dose. Trolley or ward based exposures. If possible exclude atypical exposures such as nasogastric tube positioning. | Plain chest X-ray (procedure) (399208008) | XR Chest (XCHES)
| 56 |  |  | No entry | [335 empty] | No entry |  |  | No entry | [6 empty] | X11. Facial Bones Exam | If possible, list projections for complete exam in the projection name columns. | Diagnostic radiography of facial bones (procedure) (68306006) | XR Facial bones (XFACI)
| 57 |  |  | No entry | [335 empty] | No entry |  |  | No entry | [6 empty] | X12. Foot (single): Weight Bearing Dorsoplantar (DP) view | A requested projection to provide a clear bench mark dose. Single projection only, right or left foot, not both. | Radiography of foot (procedure) (52221007) | XR Foot Rt, XR Foot Lt (XFOOR, XFOOL)
| 58 |  |  | No entry | [335 empty] | No entry |  |  | No entry | [6 empty] | X13. Hand (single): PA view (palm on plate) | A requested projection to provide a clear bench mark dose. Single projection only, right or left hand, not both | Radiography of hand (procedure) (49345004) | XR Hand Rt or XR Hand Lt (XHANR, XHANL)
| 59 |  |  | No entry | [335 empty] | No entry |  |  | No entry | [6 empty] | X14. Hip (single) frog leg lateral view | A requested projection to provide a clear bench mark dose. Post-operative hip replacement imaging only. Single hips only, right or left, not both. | Radiography of hip (procedure) (408740001) | XR Hip Rt, XR Hip Lt (XHIPR, XHIPL)
| 60 |  |  | No entry | [335 empty] | No entry |  |  | No entry | [6 empty] | X15. Hip (single) Exam | Post-operative hip replacement imaging only. Single hips only, right or left, not both. If possible list projections used for complete exam in the projection name columns. | Radiography of hip (procedure) (408740001) | XR Hip Rt, XR Hip Lt (XHIPR, XHIPL)
| 61 |  |  | No entry | [335 empty] | No entry |  |  | No entry | [6 empty] | X16. Knee (single) AP view | A requested projection to provide a clear bench mark dose. Single projection only, right or left knee, not both. | Radiologic examination of knee (procedure) (74016001) | XR Knee Rt, XR Knee Lt (XKNER, XKNEL)
| 62 |  |  | No entry | [335 empty] | No entry |  |  | No entry | [6 empty] | X17. Knee (single) LAT view | A requested projection to provide a clear bench mark dose. Single projection only, right or left knee, not both. | Radiologic examination of knee (procedure) (74016001) | XR Knee Rt, XR Knee Lt (XKNER, XKNEL)
| 63 |  |  | No entry | [335 empty] | No entry |  |  | No entry | [6 empty] | X18. Knee (single) Exam | Single projection only, right or left knee, not both. Complete exam assumed to be AP and Lateral. If not, and if possible, list projections for complete exam in the projection name columns. | Radiologic examination of knee (procedure) (74016001) | XR Knee Rt, XR Knee Lt (XKNER, XKNEL)
| 64 |  |  | No entry | [335 empty] | No entry |  |  | No entry | [6 empty] | X19. Leg length measurement (Single) | Exams of single legs only, right or left , but not exams of both legs. If possible list projections of complete exam in the projection name columns. | X-ray of lower limb for bone length measurement (procedure) (449616006) | XR Leg length measurement Rt or Lt, (XLEMR / XLEML)
| 65 |  |  | No entry | [335 empty] | No entry |  |  | No entry | [6 empty] | X20. Lumbar Spine AP view | A requested projection to provide a clear bench mark dose. | Diagnostic radiography of lumbar spine (procedure) (90805008) | XR Lumbar spine (XLSPN)
| 66 |  |  | No entry | [335 empty] | No entry |  |  | No entry | [6 empty] | X21. Lumbar Spine LAT view | A requested projection to provide a clear bench mark dose. | Diagnostic radiography of lumbar spine (procedure) (90805008) | XR Lumbar spine (XLSPN)
| 67 |  |  | No entry | [335 empty] | No entry |  |  | No entry | [6 empty] | X22. Lumbar Spine: Complete exam | Complete exam assumed to be AP and Lateral. If not, and if possible, list complete exam projections in the projection name columns. | Diagnostic radiography of lumbar spine (procedure) (90805008) | XR Lumbar spine (XLSPN)
| 68 |  |  | No entry | [335 empty] | No entry |  |  | No entry | [6 empty] | X23. Pelvis AP view | A requested projection to provide a clear bench mark dose. Table exams only, not trolleys or mobile | Pelvis X-ray (procedure) (268425006) | XR Pelvis (XPELV)
| 69 |  |  | No entry | [335 empty] | No entry |  |  | No entry | [6 empty] | X24. Pelvis : Complete exam | Table exams only, not trolleys or mobile. If possible, please list projections used in complete exam in the projection name columns. | Pelvis X-ray (procedure) (268425006) | XR Pelvis (XPELV)
| 70 |  |  | No entry | [335 empty] | No entry |  |  | No entry | [6 empty] | X25. Shoulder (single): AP view | A requested projection to provide a clear bench mark dose. Single projection only, right or left shoulder, not both | Radiography of shoulder (procedure) (29592009) | XR Shoulder Rt, XR Shoulder Lt (XSHRR, XSHRL)
| 71 |  |  | No entry | [335 empty] | No entry |  |  | No entry | [6 empty] | X26. Skeletal survey | If possible, list projections or number of stitched images for complete exam in the projection name columns. | Radiologic examination, osseous survey, complete (procedure) (45732007) | XR Skeletal survey (XSKSU)
| 72 |  |  | No entry | [335 empty] | No entry |  |  | No entry | [6 empty] | X27. Thoracic Spine AP view | A requested projection to provide a clear bench mark dose. | Radiography of thoracic spine (procedure) (45554006) | XR Thoracic spine (XTSPN)
| 73 |  |  | No entry | [335 empty] | No entry |  |  | No entry | [6 empty] | X28. Thoracic Spine LAT view | A requested projection to provide a clear bench mark dose. | Radiography of thoracic spine (procedure) (45554006) | XR Thoracic spine (XTSPN)
| 74 |  |  | No entry | [335 empty] | No entry |  |  | No entry | [6 empty] | X29. Thoracic Spine : Complete exam | Complete exam assumed to be AP and Lateral. If not, and if possible, list projections used in complete exam in the projection name columns. | Radiography of thoracic spine (procedure) (45554006) | XR Thoracic spine (XTSPN)
| 75 |  |  | No entry | [335 empty] | No entry |  |  | No entry | [6 empty] | Y01. Other Exam | Enter name of exam or local protocol name in Column F and any notes on the exam in the "Additional Information" column. | N/A: Enter in column MF | N/A: Enter in column MI
| 76 |  |  | No entry | [335 empty] | No entry |  |  | No entry | [6 empty] | Y02. Other Projection | Enter name of the projection or the local protocol name in Column F and any notes on the exam in the "Additional Information" column. | N/A: Enter in column MF | N/A: Enter in column MI
| 77 |  |  | No entry | [335 empty] | No entry |  |  | No entry
| 78 |  |  | No entry | [335 empty] | No entry |  |  | No entry
| 79 |  |  | No entry | [335 empty] | No entry |  |  | No entry
| 80 |  |  | No entry | [335 empty] | No entry |  |  | No entry | [6 empty] | Do not edit: Exam list with accepted additional exams added
| 81 |  |  | No entry | [335 empty] | No entry |  |  | No entry | [6 empty] | Examinations list | Notes | SNOMED-CT Code | NICIP Code
| 82 |  |  | No entry | [335 empty] | No entry |  |  | No entry | [6 empty] | X01. Abdomen: AP view | A requested projection to provide a clear bench mark dose. Only examinations on table, please exclude those on trolleys and mobile exposures. | Diagnostic radiography of abdomen | XR Abdomen (XABDO)
| 83 |  |  | No entry | [335 empty] | No entry |  |  | No entry | [6 empty] | X02. Abdomen Complete Exam | Only examinations on table, please exclude those on trolleys and mobile exposures. If possible, list projections used in exam in the projection name columns. | Diagnostic radiography of abdomen | XR Abdomen (XABDO)
| 84 |  |  | No entry | [335 empty] | No entry |  |  | No entry | [6 empty] | X03. Cervical Spine AP view | A requested projection to provide a clear bench mark dose. | Radiography of cervical spine (procedure) (66769009) | XR Cervical spine (XCSPN)
| 85 |  |  | No entry | [335 empty] | No entry |  |  | No entry | [6 empty] | X04. Cervical Spine LAT view | A requested projection to provide a clear bench mark dose. | Radiography of cervical spine (procedure) (66769009) | XR Cervical spine (XCSPN)
| 86 |  |  | No entry | [335 empty] | No entry |  |  | No entry | [6 empty] | X05. Cervical Spine complete exam | Complete exam assumed to be AP and Lateral. If not, and if possible, list the projections used for complete exam in the projection name columns. | Radiography of cervical spine (procedure) (66769009) | XR Cervical spine (XCSPN)
| 87 |  |  | No entry | [335 empty] | No entry |  |  | No entry | [6 empty] | X06. Chest PA view | A requested projection to provide a clear bench mark dose. Usually upright Bucky. If possible, please note if this is not the case. If possible, exclude atypical exposures such as nasogastric tube positioning | Plain chest X-ray (procedure) (399208008) | XR Chest (XCHES)
| 88 |  |  | No entry | [335 empty] | No entry |  |  | No entry | [6 empty] | X07. Chest LAT view | A requested projection to provide a clear bench mark dose. Usually upright Bucky. If possible, please note if this is not the case. If possible exclude atypical exposures such as nasogastric tube positioning | Plain chest X-ray (procedure) (399208008) | XR Chest (XCHES)
| 89 |  |  | No entry | [335 empty] | No entry |  |  | No entry | [6 empty] | X08. Chest AP view | A requested projection to provide a clear bench mark dose. If possible state if trolley or table exam. If possible exclude atypical exposures such as nasogastric tube positioning. | Plain chest X-ray (procedure) (399208008) | XR Chest (XCHES)
| 90 |  |  | No entry | [335 empty] | No entry |  |  | No entry | [6 empty] | X09. Chest Complete exam | Complete exam assumed to be PA and Lateral. If not, and if possible, list projections for complete exam in the projection name columns. If possible exclude atypical exposures such as nasogastric tube positioning. | Plain chest X-ray (procedure) (399208008) | XR Chest (XCHES)
| 91 |  |  | No entry | [335 empty] | No entry |  |  | No entry | [6 empty] | X10. Chest X-ray Mobile: AP (ward) | A requested projection to provide a clear bench mark dose. Trolley or ward based exposures. If possible exclude atypical exposures such as nasogastric tube positioning. | Plain chest X-ray (procedure) (399208008) | XR Chest (XCHES)
| 92 |  |  | No entry | [335 empty] | No entry |  |  | No entry | [6 empty] | X11. Facial Bones Exam | If possible, list projections for complete exam in the projection name columns. | Diagnostic radiography of facial bones (procedure) (68306006) | XR Facial bones (XFACI)
| 93 |  |  | No entry | [335 empty] | No entry |  |  | No entry | [6 empty] | X12. Foot (single): Weight Bearing Dorsoplantar (DP) view | A requested projection to provide a clear bench mark dose. Single projection only, right or left foot, not both. | Radiography of foot (procedure) (52221007) | XR Foot Rt, XR Foot Lt (XFOOR, XFOOL)
| 94 |  |  | No entry | [335 empty] | No entry |  |  | No entry | [6 empty] | X13. Hand (single): PA view (palm on plate) | A requested projection to provide a clear bench mark dose. Single projection only, right or left hand, not both | Radiography of hand (procedure) (49345004) | XR Hand Rt or XR Hand Lt (XHANR, XHANL)
| 95 |  |  | No entry | [335 empty] | No entry |  |  | No entry | [6 empty] | X14. Hip (single) frog leg lateral view | A requested projection to provide a clear bench mark dose. Post-operative hip replacement imaging only. Single hips only, right or left, not both. | Radiography of hip (procedure) (408740001) | XR Hip Rt, XR Hip Lt (XHIPR, XHIPL)
| 96 |  |  | No entry | [335 empty] | No entry |  |  | No entry | [6 empty] | X15. Hip (single) Exam | Post-operative hip replacement imaging only. Single hips only, right or left, not both. If possible list projections used for complete exam in the projection name columns. | Radiography of hip (procedure) (408740001) | XR Hip Rt, XR Hip Lt (XHIPR, XHIPL)
| 97 |  |  | No entry | [335 empty] | No entry |  |  | No entry | [6 empty] | X16. Knee (single) AP view | A requested projection to provide a clear bench mark dose. Single projection only, right or left knee, not both. | Radiologic examination of knee (procedure) (74016001) | XR Knee Rt, XR Knee Lt (XKNER, XKNEL)
| 98 |  |  | No entry | [335 empty] | No entry |  |  | No entry | [6 empty] | X17. Knee (single) LAT view | A requested projection to provide a clear bench mark dose. Single projection only, right or left knee, not both. | Radiologic examination of knee (procedure) (74016001) | XR Knee Rt, XR Knee Lt (XKNER, XKNEL)
| 99 |  |  | No entry | [335 empty] | No entry |  |  | No entry | [6 empty] | X18. Knee (single) Exam | Single projection only, right or left knee, not both. Complete exam assumed to be AP and Lateral. If not, and if possible, list projections for complete exam in the projection name columns. | Radiologic examination of knee (procedure) (74016001) | XR Knee Rt, XR Knee Lt (XKNER, XKNEL)
| 100 |  |  | No entry | [335 empty] | No entry |  |  | No entry | [6 empty] | X19. Leg length measurement (Single) | Exams of single legs only, right or left , but not exams of both legs. If possible list projections of complete exam in the projection name columns. | X-ray of lower limb for bone length measurement (procedure) (449616006) | XR Leg length measurement Rt or Lt, (XLEMR / XLEML)
| Add more rows to table if required. | [9 empty] | Add more rows to table if required. | [338 empty] | X20. Lumbar Spine AP view | A requested projection to provide a clear bench mark dose. | Diagnostic radiography of lumbar spine (procedure) (90805008) | XR Lumbar spine (XLSPN)
[350 empty] | X21. Lumbar Spine LAT view | A requested projection to provide a clear bench mark dose. | Diagnostic radiography of lumbar spine (procedure) (90805008) | XR Lumbar spine (XLSPN)
[350 empty] | X22. Lumbar Spine: Complete exam | Complete exam assumed to be AP and Lateral. If not, and if possible, list complete exam projections in the projection name columns. | Diagnostic radiography of lumbar spine (procedure) (90805008) | XR Lumbar spine (XLSPN)
[350 empty] | X23. Pelvis AP view | A requested projection to provide a clear bench mark dose. Table exams only, not trolleys or mobile | Pelvis X-ray (procedure) (268425006) | XR Pelvis (XPELV)
[350 empty] | X24. Pelvis : Complete exam | Table exams only, not trolleys or mobile. If possible, please list projections used in complete exam in the projection name columns. | Pelvis X-ray (procedure) (268425006) | XR Pelvis (XPELV)
[350 empty] | X25. Shoulder (single): AP view | A requested projection to provide a clear bench mark dose. Single projection only, right or left shoulder, not both | Radiography of shoulder (procedure) (29592009) | XR Shoulder Rt, XR Shoulder Lt (XSHRR, XSHRL)
[350 empty] | X26. Skeletal survey | If possible, list projections or number of stitched images for complete exam in the projection name columns. | Radiologic examination, osseous survey, complete (procedure) (45732007) | XR Skeletal survey (XSKSU)
[350 empty] | X27. Thoracic Spine AP view | A requested projection to provide a clear bench mark dose. | Radiography of thoracic spine (procedure) (45554006) | XR Thoracic spine (XTSPN)
[350 empty] | X28. Thoracic Spine LAT view | A requested projection to provide a clear bench mark dose. | Radiography of thoracic spine (procedure) (45554006) | XR Thoracic spine (XTSPN)
[350 empty] | X29. Thoracic Spine : Complete exam | Complete exam assumed to be AP and Lateral. If not, and if possible, list projections used in complete exam in the projection name columns. | Radiography of thoracic spine (procedure) (45554006) | XR Thoracic spine (XTSPN)
[350 empty] | Y01. Other Exam | Enter name of exam or local protocol name in Column F and any notes on the exam in the "Additional Information" column. | N/A: Enter in column MF | N/A: Enter in column MI
[350 empty] | Y02. Other Projection | Enter name of the projection or the local protocol name in Column F and any notes on the exam in the "Additional Information" column. | N/A: Enter in column MF | N/A: Enter in column MI
Note on O4: Please could retrospective data be as current as possible and only from 2017 onwards.
Note on P5: Number of projections made and/or images stitched together for the complete exam. If the number of projections/images per exam is variable list the most common number (mode) used. If the number of projections or images used is highly variable it may be appropriate to consider subdividing the data into separate protocols and submitting the data for each individually. Alternatively, for some exams it may be more appropriate to submit the data by patient rather than as system mean/median. You can give more information on the variation in the number of images or projection per exam in column EJ "Any Other Information".
Note on Q5: This is to enable weight data to be accurately recorded even if not available for all members of the exam/procedure sample. While it is preferable that weight data is available for all members of the full sample, weight data is also welcome for a representative subgroup.
Note on T5: Entry in the DAP units shown in column K See Data and Statistics Notes A sample standard deviation is one based on measuring a subgroup of the entire population of interest. Use the Excel function STDEV.S
Note on U5: Entry in the DAP units shown in column K See Data and Statistics Notes use the Excel Function PERCENTILE.INC(cell range,0.25)
Note on V5: Entry in the DAP units shown in column K See Data and Statistics Notes use the Excel Function PERCENTILE.INC(cell range,0.25)
Note on W5: Entry in the DAP units shown in column K See Info Data and Statistics Notes for info on 95% confidence interval. Please enter the single value calculated by the Excel Confidence function. Technically this is the half range of the 95% confidence interval; being the value that is added to and subtracted from the mean to give the upper and lower bounds of the 95% confidence interval of the mean's value.
Note on Z5: DAP entry in the same units as those given in column K
Note on AA5: DAP entry in the same units as those given in column K
Note on AD5: DAP entry in the same units as those given in column K
Note on AE5: DAP entry in the same units as those given in column K
Note on AH5: DAP entry in the same units as those given in column K
Note on AI5: DAP entry in the same units as those given in column K
Note on AL5: DAP entry in the same units as those given in column K
Note on AM5: DAP entry in the same units as those given in column K
Note on AP5: DAP entry in the same units as those given in column K
Note on AQ5: DAP entry in the same units as those given in column K
Note on AT5: DAP entry in the same units as those given in column K
Note on AU5: DAP entry in the same units as those given in column K
Note on AX5: DAP entry in the same units as those given in column K
Note on AY5: DAP entry in the same units as those given in column K
Note on BB5: DAP entry in the same units as those given in column K
Note on BC5: DAP entry in the same units as those given in column K
Note on BF5: DAP entry in the same units as those given in column K
Note on BG5: DAP entry in the same units as those given in column K
Note on BJ5: DAP entry in the same units as those given in column K
Note on BK5: DAP entry in the same units as those given in column K
Note on BN5: DAP entry in the same units as those given in column K
Note on BO5: DAP entry in the same units as those given in column K
Note on BR5: DAP entry in the same units as those given in column K
Note on BS5: DAP entry in the same units as those given in column K
Note on BV5: DAP entry in the same units as those given in column K
Note on BW5: DAP entry in the same units as those given in column K
Note on BZ5: DAP entry in the same units as those given in column K
Note on CA5: DAP entry in the same units as those given in column K
Note on CD5: DAP entry in the same units as those given in column K
Note on CE5: DAP entry in the same units as those given in column K
Note on CH5: DAP entry in the same units as those given in column K
Note on CI5: DAP entry in the same units as those given in column K
Note on CL5: DAP entry in the same units as those given in column K
Note on CM5: DAP entry in the same units as those given in column K
Note on CP5: DAP entry in the same units as those given in column K
Note on CQ5: DAP entry in the same units as those given in column K
Note on CT5: DAP entry in the same units as those given in column K
Note on CU5: DAP entry in the same units as those given in column K
Note on CX5: DAP entry in the same units as those given in column K
Note on CY5: DAP entry in the same units as those given in column K
Note on DA5: A sample standard deviation is one based on measuring a subgroup of the entire population of interest. Use the Excel function STDEV.S
Note on DG5: This is to enable age data to be accurately recorded even if age data is not available for all of the exam sample. It is preferable that the dose sample and age sample are the same but age data is also welcome for a representative subgroup of the full sample.
Note on DJ5: To ensure all sample members are adults, 16 years old or older.
Note on DL5: A sample standard deviation is one based on measuring a subgroup of the entire population of interest. Use the Excel function STDEV.S
Note on DS5: This is to enable height data to be accurately recorded even if height data is not available for all of the exam sample. It is preferable that the dose sample and height sample are the same but height data is also welcome for a representative subgroup of the full sample.
Note on DV5: A sample standard deviation is one based on measuring a subgroup of the entire population of interest. Use the Excel function STDEV.S
Note on EG5: Entries in this column are not expected when AEC used. Note that this entry is for current x time in units of milliAmps per second. If the entry is calculated by combining current and time records please ensure that units are corrected as necessary, e.g. that exposure times measured in millisecond are converted into seconds by multiplying by 0.001.
Note on EQ5: Entries in this column are not expected when AEC used. Note that this entry is for current x time in units of milliAmps per second. If the entry is calculated by combining current and time records please ensure that units are corrected as necessary, e.g. that exposure times measured in millisecond are converted into seconds by multiplying by 0.001.
Note on FA5: Entries in this column are not expected when AEC used. Note that this entry is for current x time in units of milliAmps per second. If the entry is calculated by combining current and time records please ensure that units are corrected as necessary, e.g. that exposure times measured in millisecond are converted into seconds by multiplying by 0.001.
Note on FK5: Entries in this column are not expected when AEC used. Note that this entry is for current x time in units of milliAmps per second. If the entry is calculated by combining current and time records please ensure that units are corrected as necessary, e.g. that exposure times measured in millisecond are converted into seconds by multiplying by 0.001.
Note on FU5: Entries in this column are not expected when AEC used. Note that this entry is for current x time in units of milliAmps per second. If the entry is calculated by combining current and time records please ensure that units are corrected as necessary, e.g. that exposure times measured in millisecond are converted into seconds by multiplying by 0.001.
Note on GE5: Entries in this column are not expected when AEC used. Note that this entry is for current x time in units of milliAmps per second. If the entry is calculated by combining current and time records please ensure that units are corrected as necessary, e.g. that exposure times measured in millisecond are converted into seconds by multiplying by 0.001.
Note on GO5: Entries in this column are not expected when AEC used. Note that this entry is for current x time in units of milliAmps per second. If the entry is calculated by combining current and time records please ensure that units are corrected as necessary, e.g. that exposure times measured in millisecond are converted into seconds by multiplying by 0.001.
Note on GY5: Entries in this column are not expected when AEC used. Note that this entry is for current x time in units of milliAmps per second. If the entry is calculated by combining current and time records please ensure that units are corrected as necessary, e.g. that exposure times measured in millisecond are converted into seconds by multiplying by 0.001.
Note on HI5: Entries in this column are not expected when AEC used. Note that this entry is for current x time in units of milliAmps per second. If the entry is calculated by combining current and time records please ensure that units are corrected as necessary, e.g. that exposure times measured in millisecond are converted into seconds by multiplying by 0.001.
Note on HS5: Entries in this column are not expected when AEC used. Note that this entry is for current x time in units of milliAmps per second. If the entry is calculated by combining current and time records please ensure that units are corrected as necessary, e.g. that exposure times measured in millisecond are converted into seconds by multiplying by 0.001.
Note on IC5: Entries in this column are not expected when AEC used. Note that this entry is for current x time in units of milliAmps per second. If the entry is calculated by combining current and time records please ensure that units are corrected as necessary, e.g. that exposure times measured in millisecond are converted into seconds by multiplying by 0.001.
Note on IM5: Entries in this column are not expected when AEC used. Note that this entry is for current x time in units of milliAmps per second. If the entry is calculated by combining current and time records please ensure that units are corrected as necessary, e.g. that exposure times measured in millisecond are converted into seconds by multiplying by 0.001.
Note on IW5: Entries in this column are not expected when AEC used. Note that this entry is for current x time in units of milliAmps per second. If the entry is calculated by combining current and time records please ensure that units are corrected as necessary, e.g. that exposure times measured in millisecond are converted into seconds by multiplying by 0.001.
Note on JG5: Entries in this column are not expected when AEC used. Note that this entry is for current x time in units of milliAmps per second. If the entry is calculated by combining current and time records please ensure that units are corrected as necessary, e.g. that exposure times measured in millisecond are converted into seconds by multiplying by 0.001.
Note on JQ5: Entries in this column are not expected when AEC used. Note that this entry is for current x time in units of milliAmps per second. If the entry is calculated by combining current and time records please ensure that units are corrected as necessary, e.g. that exposure times measured in millisecond are converted into seconds by multiplying by 0.001.
Note on KA5: Entries in this column are not expected when AEC used. Note that this entry is for current x time in units of milliAmps per second. If the entry is calculated by combining current and time records please ensure that units are corrected as necessary, e.g. that exposure times measured in millisecond are converted into seconds by multiplying by 0.001.
Note on KK5: Entries in this column are not expected when AEC used. Note that this entry is for current x time in units of milliAmps per second. If the entry is calculated by combining current and time records please ensure that units are corrected as necessary, e.g. that exposure times measured in millisecond are converted into seconds by multiplying by 0.001.
Note on KU5: Entries in this column are not expected when AEC used. Note that this entry is for current x time in units of milliAmps per second. If the entry is calculated by combining current and time records please ensure that units are corrected as necessary, e.g. that exposure times measured in millisecond are converted into seconds by multiplying by 0.001.
Note on LE5: Entries in this column are not expected when AEC used. Note that this entry is for current x time in units of milliAmps per second. If the entry is calculated by combining current and time records please ensure that units are corrected as necessary, e.g. that exposure times measured in millisecond are converted into seconds by multiplying by 0.001.
Note on LO5: Entries in this column are not expected when AEC used. Note that this entry is for current x time in units of milliAmps per second. If the entry is calculated by combining current and time records please ensure that units are corrected as necessary, e.g. that exposure times measured in millisecond are converted into seconds by multiplying by 0.001.
Note on PR5: Jenny Smith: 4 outcomes: No entry: Nothing entered in minimum age column No record entry: No record entered on this row All adults: minimum age is 16 years or older Child in sample: Minimum age is under 16 years
Note on PT5: This is to enable height data to be accurately recorded even if height data is not available for all of the exam sample. It is preferable that the dose sample and height sample are the same but height data is also welcome for a representative subgroup of the full sample.